## Anesthesia
Hosp | # | Epic Departments | Room | Facility Room # | EPIC Bed # / Location Name | Fixed/Non Fixed | Neuron 2 Mounted | EPIC Device Name | DIM | Dev. | Manuf. | Model / Type | EPIC Device Type | Host Name | Firmware Version | Serial # | Asset # | Device Serial Cable Part # | Notes
BH | 1 | BH MAIN OR | OR 1 | E3201 | N/A | Non-Fixed |  | BH-ANE-V01 | BH00000001 | 306353 | N. American Drager | FABIUS GS | Vent Drager Fabius | BANESTHESIAM001 |  | DRUN-0124 | 14675 | B1-CFB
BH | 2 | BH MAIN OR | OR 1 | E3201 | N/A | Non-Fixed |  | BH-ANE-M01 | BH00000002 | 306354 | GE Healthcare | CARESCAPE B850 | Monitor GE Carescape | BANESTHESIAM001 |  | SED12112452GA | 19207 | USB + B1-CAB
BH | 3 | BH MAIN OR | OR 2 | E3222 | N/A | Non-Fixed |  | BH-ANE-V02 | BH00000003 | 306355 | N. American Drager | NARKOMEDGS | Vent Drager Narkomed | BANESTHESIAM002 |  | 14980 | 13471 | B1-CFD
BH | 4 | BH MAIN OR | OR 2 | E3222 | N/A | Non-Fixed |  | BH-ANE-M02 | BH00000004 | 306356 | GE Healthcare | CARESCAPE B850 | Monitor GE Carescape | BANESTHESIAM002 |  | SED12112458GA | 19950 | USB + B1-CAB
BH | 5 | BH MAIN OR | OR 3 | 313 | N/A | Non-Fixed |  | BH-ANE-V03 | BH00000005 | 306357 | N. American Drager | APOLLO | Vent Drager Apollo | BANESTHESIAM003 |  | 14985 | 13473 | B1-CFD
BH | 6 | BH MAIN OR | OR 3 | 313 | N/A | Non-Fixed |  | BH-ANE-M03 | BH00000006 | 306358 | GE Healthcare | CARESCAPE B650 | Monitor GE Carescape | BANESTHESIAM003 |  | SEW11181886HA | 19185 | USB + B1-CAB
BH | 7 | BH MAIN OR | BIOMED | 315 | N/A | Non-Fixed |  | BH-ANE-V04 | BH00000007 | 306359 | N. American Drager | NARKOMEDGS | Vent Drager Narkomed | BANESTHESIAM004 |  | 12683 | 12518 | B1-CFD | Out of service right now - monitor DIM is programmed with Solar
BH | 8 | BH MAIN OR | BIOMED | 315 | N/A | Non-Fixed |  | BH-ANE-M04 | BH00000008 | 306360 | GE Healthcare | CARESCAPE B650 | Monitor GE Carescape | BANESTHESIAM004 |  | SEW11181886HA | 19167 | USB + B1-CAB | Out of service right now - monitor DIM is programmed with Solar
BH | 9 | BH MAIN OR | OR 5 | 318 | N/A | Non-Fixed |  | BH-ANE-V05 | BH00000009 | 306361 | N. American Drager | FABIUS GS | Vent Drager Fabius | BANESTHESIAM005 |  | DRUN-0126 | 14677 | B1-CFB
BH | 10 | BH MAIN OR | OR 5 | 318 | N/A | Non-Fixed |  | BH-ANE-M05 | BH00000010 | 306362 | GE Healthcare | CARESCAPE B650 | Monitor GE Carescape | BANESTHESIAM005 |  |  | 19164 | USB + B1-CAB
BH | 11 | BH MAIN OR | OR 6 | 319 | N/A | Non-Fixed |  | BH-ANE-V06 | BH00000011 | 306363 | N. American Drager | FABIUS GS | Vent Drager Fabius | BANESTHESIAM006 |  | 12511 | 14289 | B1-CFD
BH | 12 | BH MAIN OR | OR 6 | 319 | N/A | Non-Fixed |  | BH-ANE-M06 | BH00000012 | 306364 | GE Healthcare | CARESCAPE B850 | Monitor GE Carescape | BANESTHESIAM006 |  |  | 19951 | USB + B1-CAB
BH | 13 | BH MAIN OR | OR 7 | 322 | N/A | Non-Fixed |  | BH-ANE-V07 | BH00000013 | 306365 | N. American Drager | FABIUS GS | Vent Drager Fabius | BANESTHESIAM007 |  | 12509 | 14287 | B1-CFD
BH | 14 | BH MAIN OR | OR 7 | 322 | N/A | Non-Fixed |  | BH-ANE-M07 | BH00000014 | 306366 | GE Healthcare | Solar 9500 | Monitor GE Carescape | BANESTHESIAM007 |  | COMU0871G | 12773 | B1-CAB for BH
BH | 15 | BH MAIN OR | OR 8 | 330 | N/A | Non-Fixed |  | BH-ANE-V08 | BH00000015 | 306367 | N. American Drager | APOLLO | Vent Drager Apollo | BANESTHESIAM008 |  | ASES-0006 | 20511 | B1-CFB
BH | 16 | BH MAIN OR | OR 8 | 330 | N/A | Non-Fixed |  | BH-ANE-M08 | BH00000016 | 306368 | GE Healthcare | CARESCAPE B850 | Monitor GE Carescape | BANESTHESIAM008 |  |  | 20518 | USB + B1-CAB
BH | 17 | BH MAIN OR | OR 9 | E3213 | N/A | Non-Fixed |  | BH-ANE-V09 | BH00000017 | 306369 | N. American Drager | APOLLO | Vent Drager Apollo | BANESTHESIAM009 |  |  | 12520 | B1-CFD
BH | 18 | BH MAIN OR | OR 9 | E3213 | N/A | Non-Fixed |  | BH-ANE-M09 | BH00000018 | 306370 | GE Healthcare | CARESCAPE B650 | Monitor GE Carescape | BANESTHESIAM009 |  |  | 19328 | USB + B1-CAB
BH | 19 | BH MAIN OR | OR10 | 315 | N/A | Non-Fixed |  | BH-ANE-V10 | BH00000019 | 306371 | N. American Drager | APOLLO | Vent Drager Apollo | BANESTHESIAM010 |  | ASEA-0003 | 20510 | B1-CFB | Currently sitting in OR4
BH | 20 | BH MAIN OR | OR10 | 315 | N/A | Non-Fixed |  | BH-ANE-M10 | BH00000020 | 306372 | GE Healthcare | CARESCAPE B850 | Monitor GE Carescape | BANESTHESIAM010 |  |  | 20515 | USB + B1-CAB | Currently sitting in OR4
BH | 21 | BH MAIN OR | OR 12 | E3207 | N/A | Non-Fixed |  | BH-ANE-V11 | BH00000021 | 306373 | N. American Drager | APOLLO | Vent Drager Apollo | BANESTHESIAM011 |  | ASEA-0002 | 20514 | B1-CFB
BH | 22 | BH MAIN OR | OR 12 | E3207 | N/A | Non-Fixed |  | BH-ANE-M11 | BH00000022 | 306374 | GE Healthcare | CARESCAPE B850 | Monitor GE Carescape | BANESTHESIAM011 |  |  | 20520 | USB + B1-CAB
BH | 23 | BH MAIN OR | OR 15 | E3204 | N/A | Non-Fixed |  | BH-ANE-V12 | BH00000023 | 306375 | N. American Drager | APOLLO | Vent Drager Apollo | BANESTHESIAM012 |  | ASEA-0001 | 20513 | B1-CFB
BH | 24 | BH MAIN OR | OR 15 | E3204 | N/A | Non-Fixed |  | BH-ANE-M12 | BH00000024 | 306376 | GE Healthcare | CARESCAPE B850 | Monitor GE Carescape | BANESTHESIAM012 |  | SED11128193GA | 19329 | USB + B1-CAB
BH | 25 | BH MAIN OR | FLOAT | N/A | N/A | Non-Fixed |  | BH-ANE-V13 | BH00000025 | 306377 | N. American Drager | FABIUS TIRO | Vent Drager Fabius | BANESTHESIAM013 |  | 10420 | 14288 | B1-CFD
BH | 26 | BH MAIN OR | FLOAT | N/A | N/A | Non-Fixed |  | BH-ANE-M13 | BH00000026 | 306378 | GE Healthcare | CARESCAPE B650 | Monitor GE Carescape | BANESTHESIAM013 |  |  | 20516 | USB + B1-CAB
BH | 27 | BH MAIN OR | BIOMED | N/A | N/A | Non-Fixed |  | BH-ANE-V14 | BH00000027 | 306379 | N. American Drager | FABIUS GS | Vent Drager Fabius | BANESTHESIAM014 |  | 12510 | 14286 | B1-CFB
BH | 28 | BH MAIN OR | BIOMED | N/A | N/A | Non-Fixed |  | BH-ANE-M14 | BH00000028 | 306380 | GE Healthcare | CARESCAPE B650 | Monitor GE Carescape | BANESTHESIAM014 |  | SEW11202378HA | 19182 | USB + B1-CAB
BH | 29 | BH SURGEASE | OR 21 | E2040 | N/A | Non-Fixed |  | BH-ANE-V15 | BH00000029 | 306381 | N. American Drager | FABIUS GS | Vent Drager Fabius | BANESTHESIAM015 |  | ARYD 0063 | 16714 | B1-CFD
BH | 30 | BH SURGEASE | OR 21 | E2040 | N/A | Non-Fixed |  | BH-ANE-M15 | BH00000030 | 306382 | GE Healthcare | CARESCAPE B650 | Monitor GE Carescape | BANESTHESIAM015 |  | SEW11202379HA | 19191 | USB + B1-CAB
BH | 31 | BH SURGEASE | OR 22 | E2039 | N/A | Non-Fixed |  | BH-ANE-V16 | BH00000031 | 306383 | N. American Drager | FABIUS GS | Vent Drager Fabius | BANESTHESIAM016 |  | ARYD 0060 | 16712 | B1-CFB
BH | 32 | BH SURGEASE | OR 22 | E2039 | N/A | Non-Fixed |  | BH-ANE-M16 | BH00000032 | 306384 | GE Healthcare | CARESCAPE B650 | Monitor GE Carescape | BANESTHESIAM016 |  | SEW11202378HA | 19197 | USB + B1-CAB
BH | 33 | BH SURGEASE | OR 23 | E2033 | N/A | Non-Fixed |  | BH-ANE-V17 | BH00000033 | 306385 | N. American Drager | FABIUS GS | Vent Drager Fabius | BANESTHESIAM017 |  | ARYD 0062 | 16710 | B1-CFB
BH | 34 | BH SURGEASE | OR 23 | E2033 | N/A | Non-Fixed |  | BH-ANE-M17 | BH00000034 | 306386 | GE Healthcare | CARESCAPE B650 | Monitor GE Carescape | BANESTHESIAM017 |  | SEW11202719HA | 19179 | USB + B1-CAB
BH | 35 | BH SURGEASE | OR 24 | E2031 | N/A | Non-Fixed |  | BH-ANE-V18 | BH00000035 | 306387 | N. American Drager | FABIUS GS | Vent Drager Fabius | BANESTHESIAM018 |  | ARYD 0059 | 16713 | B1-CFB
BH | 36 | BH SURGEASE | OR 24 | E2031 | N/A | Non-Fixed |  | BH-ANE-M18 | BH00000036 | 306388 | GE Healthcare | CARESCAPE B650 | Monitor GE Carescape | BANESTHESIAM018 |  | SEW11202709HA | 19170 | USB + B1-CAB
BH | 37 | BH SURGEASE | OR 25 | E2030 | N/A | Non-Fixed |  | BH-ANE-V19 | BH00000037 | 306389 | N. American Drager | FABIUS GS | Vent Drager Fabius | BANESTHESIAM019 |  | DRUN-0122 | 14671 | B1-CFD
BH | 38 | BH SURGEASE | OR 25 | E2030 | N/A | Non-Fixed |  | BH-ANE-M19 | BH00000038 | 306390 | GE Healthcare | CARESCAPE B650 | Monitor GE Carescape | BANESTHESIAM019 |  | SEW11202715HA | 19176 | USB + B1-CAB
BH | 39 | BH SURGEASE | OR 26 | E2029 | N/A | Non-Fixed |  | BH-ANE-V20 | BH00000039 | 306391 | N. American Drager | FABIUS GS | Vent Drager Fabius | BANESTHESIAM020 |  | ARYD 0061 | 16711 | B1-CFB
BH | 40 | BH SURGEASE | OR 26 | E2029 | N/A | Non-Fixed |  | BH-ANE-M20 | BH00000040 | 306392 | GE Healthcare | CARESCAPE B650 | Monitor GE Carescape | BANESTHESIAM020 |  | SEW11171530HA | 19188 | USB + B1-CAB
BH | 41 | BH DELIVERY ROOM | OR 1 | 5053 | N/A | Non-Fixed |  | BH-ANE-V21 | BH00000041 | 306393 | N. American Drager | FABIUS GS | Vent Drager Fabius | BANESTHESIAM021 |  | DRUN-0125 | 14672 | B1-CFD
BH | 42 | BH DELIVERY ROOM | OR 1 | 5053 | N/A | Non-Fixed |  | BH-ANE-M21 | BH00000042 | 306394 | GE Healthcare | CARESCAPE B850 | Monitor GE Carescape | BANESTHESIAM021 |  |  | 19208 | USB + B1-CAB
BH | 43 | BH DELIVERY ROOM | OR 2 | 5051 | N/A | Non-Fixed |  | BH-ANE-V22 | BH00000043 | 306395 | N. American Drager | FABIUS GS | Vent Drager Fabius | BANESTHESIAM022 |  | ARYD-0057 | 16536 | B1-CFD
BH | 44 | BH DELIVERY ROOM | OR 2 | 5051 | N/A | Non-Fixed |  | BH-ANE-M22 | BH00000044 | 306396 | GE Healthcare | CARESCAPE B850 | Monitor GE Carescape | BANESTHESIAM022 |  |  | 19205 | USB + B1-CAB
BH | 45 | BH UROLOGY SUITE | RM 1 | 3107 | N/A | Non-Fixed |  | BH-ANE-V23 | BH00000045 | 306397 | N. American Drager | FABIUS GS | Vent Drager Fabius | BANESTHESIAM023 |  | Cannot find | Cannot find | B1-CFD
BH | 46 | BH UROLOGY SUITE | RM 1 | 3107 | N/A | Non-Fixed |  | BH-ANE-M23 | BH00000046 | 306398 | GE Healthcare | CARESCAPE B650 | Monitor GE Carescape | BANESTHESIAM023 |  |  | 19173 | USB + B1-CAB
BH | 47 | BH ELECTROPHYSIOLOGY | EP LAB | TBD | N/A | Non-Fixed |  | BH-ANE-V24 | BH00000267 | 306399 | N. American Drager | FABIUS TIRO | Vent Drager Fabius | BANESTHESIAM024 |  | ASEA-0007 | 20512 | B1-CFD
BH | 48 | BH ELECTROPHYSIOLOGY | EP LAB | TBD | N/A | Non-Fixed |  | BH-ANE-M24 | BH00000268 | 306400 | GE Healthcare | CARESCAPE B650 | Monitor GE Carescape | BANESTHESIAM024 |  |  | 20517 | USB + B1-CAB
BH | 49 | BH MAIN OR | Spare | Spare | N/A | Non-Fixed |  | BH-ANE-V25 | BH00000269 | 306401 | N. American Drager | NARKOMEDGS | Vent Drager Narkomed | BANESTHESIAM025 |  | 14992 | 13467 | B1-CFD | Storage
BH | 50 | BH MAIN OR | Spare | Spare | N/A | Non-Fixed |  | BH-ANE-M25 | BH00000270 | 306402 | GE Healthcare | CARESCAPE B850 | Monitor GE Carescape | BANESTHESIAM025 |  |  | 19206 | USB + B1-CAB | Storage
BH | 51 | ?? | ?? | ?? | N/A | Non-Fixed |  | BH-ANE-V26 | BH00000271 | 306403 | N. American Drager | NARKOMEDGS | Vent Drager Narkomed | BANESTHESIAM026
BH | 52 | ?? | ?? | ?? | N/A | Non-Fixed |  | BH-ANE-M26 | BH00000272 | 306404 | GE Healthcare | Solar 9500 | Monitor GE Solar | BANESTHESIAM026
BH | 53 | BH MRI | MRI | P204 | N/A | Non-Fixed | N/A | BH-ANE-V27 | BH00000273 | 306405 | N. American Drager | FABIUS GS MRI | Vent Drager Fabius | BANESTHESIAM027 |  | ASCC-0044 | 19020 | B1-CFB
BH | 54 | BH MRI | MRI | P204 | N/A | Non-Fixed | N/A | BH-ANE-M27 | BH00000274 | 306406 | Medrad | Veris 8600 | Monitor Medrad Veris | BANESTHESIAM027 |  | 49423 | N/A | B1-CFA | Use S#49295 as the master S# if you need to call MedRad
BH | 55 | ?? | ?? | ?? | N/A | Non-Fixed |  | BH-ANE-V28 | BH00000275 | 306407 | N. American Drager | NARKOMEDGS | Vent Drager Narkomed | BANESTHESIAM028
BH | 56 | BH EP LAB | EP LAB | N/A | N/A | Non-Fixed |  | BH-ANE-M28 | BH00000282 | 306419 | GE Healthcare | Eagle 4000 | Monitor GE Eagle | N/A |  |  |  | Gateway
BH | 57 | ?? | ?? | ?? | N/A | Non-Fixed |  | BH-ANE-V29 | BH00000276 | 306408 | N. American Drager | NARKOMEDGS | Vent Drager Narkomed | BANESTHESIAM029
BH | 58 | BH ANESTHESIA | Roll Stand | Mobile | N/A | Non-Fixed |  | BH-ANE-M29 | BH00000291 | 306606 | GE Healthcare | CARESCAPE B650 | Monitor GE Carescape | N/A |  |  |  | USB + B1-CAB
BH | 59 | BH MAIN OR |  |  | N/A | Non-Fixed |  | BH-ANE-V30 | BH00000308 | 306753 | N. American Drager | FABIUS TIRO | Vent Drager Fabius | BANESTHESIAM030 |  |  |  | B1-CFD
BH | 60 | BH MAIN OR |  |  | N/A | Non-Fixed |  | BH-ANE-M30 | BH00000307 | 306752 | GE Healthcare | CARESCAPE B650 | Monitor GE Carescape | BANESTHESIAM030 |  |  |  | USB + B1-CAB
Park | 61 | BH AMBULATORY SURGERY OR PARK AVENUE |  |  | N/A | Non-Fixed | x | BH-ANE-V31 | BH00000312 | 305355 | Datex-Ohmeda | S/5 AVANCE CS2 | Vent Datex Avance | BANESTHESIAM031 | 10.01 | APKV00132 | 23475 | B1-CFU
Park | 62 | BH AMBULATORY SURGERY OR PARK AVENUE |  |  | N/A | Non Fixed | x | BH-ANE-M31 | BH00000313 | 305356 | Philips Medical | IntelliVue MX700 | Monitor Philips Intellivue | BANESTHESIAM031 | L.00.96 | DE50940379 | 23565 | B1-CFW
Park | 63 | BH AMBULATORY SURGERY OR PARK AVENUE |  |  | N/A | Non-Fixed | x | BH-ANE-V32 | BH00000314 | 305357 | Datex-Ohmeda | S/5 AVANCE CS2 | Vent Datex Avance | BANESTHESIAM032 | 10.01 | APKV00131 | 23473 | B1-CFU
Park | 64 | BH AMBULATORY SURGERY OR PARK AVENUE |  |  | N/A | Non Fixed | x | BH-ANE-M32 | BH00000315 | 305358 | Philips Medical | IntelliVue MX700 | Monitor Philips Intellivue | BANESTHESIAM032 | L.00.96 | DE50940425 | 23566 | B1-CFW
Park | 65 | BH AMBULATORY SURGERY OR PARK AVENUE |  |  | N/A | Non-Fixed | x | BH-ANE-V33 | BH00000316 | 305359 | Datex-Ohmeda | S/5 AVANCE CS2 | Vent Datex Avance | BANESTHESIAM033 | 10.01 | APKV00133 | 23476 | B1-CFU
Park | 66 | BH AMBULATORY SURGERY OR PARK AVENUE |  |  | N/A | Non Fixed | x | BH-ANE-M33 | BH00000317 | 305360 | Philips Medical | IntelliVue MX700 | Monitor Philips Intellivue | BANESTHESIAM033 | L.00.96 | DE50940371 | 23480 | B1-CFW
Park | 67 | BH AMBULATORY SURGERY OR PARK AVENUE |  |  | N/A | Non Fixed | x | BH-ANE-M34 | BH00000318 | 305361 | Philips Medical | IntelliVue MX700 | Monitor Philips Intellivue | BANESTHESIAM034 | L.00.96 | DE50940381 | 23549 | B1-CFW
Park | 68 | BH AMBULATORY SURGERY OR PARK AVENUE |  |  | N/A | Non Fixed | x | BH-ANE-M35 | BH00000319 | 305362 | Philips Medical | IntelliVue MX700 | Monitor Philips Intellivue | BANESTHESIAM035 | L.00.96 | DE50940393 | 23555 | B1-CFW
BH | 69 | BH MAIN OR |  |  | N/A | Non-Fixed |  | BH-ANE-V36 | BH00000341 | 305438 | N. American Drager | FABIUS TIRO | Vent Drager Fabius | BANESTHESIAM036 |  |  |  | B1-CFD
BH | 70 | BH MAIN OR |  |  | N/A | Non-Fixed |  | BH-ANE-M36 | BH00000340 | 305437 | GE Healthcare | CARESCAPE B650 | Monitor GE Carescape | BANESTHESIAM036 |  |  |  | USB + B1-CAB
BH | 71 | BH MAIN OR |  |  | N/A | Non-Fixed |  | BH-ANE-V37 | BH00000342 | 306684 | N. American Drager | APOLLO | Vent Drager Apollo | BANESTHESIAM037 |  |  |  | B1-CFD
BH | 72 | BH MAIN OR |  |  | N/A | Non-Fixed |  | BH-ANE-M37 | BH00000343 | 306685 | GE Healthcare | CARESCAPE B650 | Monitor GE Carescape | BANESTHESIAM037 |  |  |  | USB + B1-CAB
BH | 73 | BH MAIN OR |  |  | N/A | Non-Fixed |  | BH-ANE-V38 | BH00000344 | 306686 | N. American Drager | APOLLO | Vent Drager Apollo | BANESTHESIAM038 |  |  |  | B1-CFD
BH | 74 | BH MAIN OR |  |  | N/A | Non-Fixed |  | BH-ANE-M38 | BH00000345 | 306687 | GE Healthcare | CARESCAPE B650 | Monitor GE Carescape | BANESTHESIAM038 |  |  |  | USB + B1-CAB
GH | 1 | GH GI ENDOSCOPY SUITE | MAIN OR 09 | 2-344 | N/A | Non Fixed | Neuron 1 | GH-ANE-V02 | GH00000001 | 304101 | GE | S5 Avance wo/Gas Mod | Vent Datex Avance | GANESTHESIAM002 |  | ANBR01800 | 402612468 | B1-CFU | Not auto-associated
GH | 2 | GH GI ENDOSCOPY SUITE | MAIN OR 09 | 2-344 | N/A | Non Fixed | Neuron 1 | GH-ANE-M02 | GH00000002 | 304167 | GE | Solar 8000I | Monitor GE Solar | GANESTHESIAM002 | 1A | SJ812410797GA | 402612469 | B1-CFB | Not auto-associated
GH | 3 | GH GI ENDOSCOPY SUITE | N/A | N/A | N/A | Non Fixed | Neuron 1 | GH-BIS-02 | GH00000214 | 305730 | GE | BIS VISTA | Monitor BIS Vista | GANESTHESIAM002 |  |  |  | B1-CFB
GH | 4 | GH ANESTHESIA | IVF | 449281 | N/A | Non Fixed | Neuron 1 | GH-IVF_LAB-Aestiva01 | GH00000003 | 304100 | GE | Aestiva/5 7100 | Vent Datex Aestiva | GWTP0203130CWMA | v1.4 | AMVH00832 | 400977697 | B1-CFU | Old hostname was (GHWTP0223130ABA)
GH | 5 | GH ANESTHESIA | IVF Lab | 449281 | N/A | Non Fixed | Neuron 1 | GH-IVF_LAB-Solar01 | GH00000004 | 304139 | GE | Solar 8000M | Monitor GE Solar | GWTP0203130CWMA | 8000I 1A | M0RF2552G | 400766612 | B1-CFB | Old hostname was (GHWTP0223130ABA)
GH | 6 | GH MAIN OR | MAIN OR 01 | 2-330 | N/A | Non Fixed | Neuron 1 | GH-MAIN_OR-Avance01 | GH00000005 | 304108 | GE | S5 Avance wo/Gas Mod | Vent Datex Avance | GHHPV0202330ABA | v1.10 | ANBN00386 | 401730481 | B1-CFU
GH | 7 | GH MAIN OR | MAIN OR 01 | 2-330 | N/A | Non Fixed | Neuron 1 | GH-MAIN_OR-Solar01 | GH00000006 | 304187 | GE | Solar 8000I | Monitor GE Solar | GHHPV0202330ABA | 1A | SE409078789GA | 401730503 | B1-CFB
GH | 8 | GH MAIN OR | N/A | N/A | N/A | Non Fixed | Neuron 1 | GH-BIS-03 | GH00000215 | 305731 | GE | BIS VISTA | Monitor BIS Vista | GHHPV0202330ABA |  |  |  | B1-CFB
GH | 9 | GH MAIN OR | MAIN OR 02 | 2-328 | N/A | Non Fixed | Neuron 1 | GH-MAIN_OR-Avance02 | GH00000007 | 304109 | GE | S5 Avance wo/Gas Mod | Vent Datex Avance | GHHPV0202328ABA | v1.10 | ANBN00378 | 401730462 | B1-CFU
GH | 10 | GH MAIN OR | MAIN OR 02 | 2-328 | N/A | Non Fixed | Neuron 1 | GH-MAIN_OR-Solar02 | GH00000008 | 304188 | GE | Solar 8000I | Monitor GE Solar | GHHPV0202328ABA | 1A | SE409078795GA | 401730464 | B1-CFB
GH | 11 | GH MAIN OR | N/A | N/A | N/A | Non Fixed | Neuron 1 | GH-BIS-04 | GH00000216 | 305732 | GE | BIS VISTA | Monitor BIS Vista | GHHPV0202328ABA |  |  |  | B1-CFB
GH | 12 | GH MAIN OR | MAIN OR 05 | 2-322 | N/A | Non Fixed | Neuron 1 | GH-MAIN_OR-Avance03 | GH00000009 | 304110 | GE | S5 Avance wo/Gas Mod | Vent Datex Avance | GHHPV0202326ABA | v1.10 | ANBM01955 | 401730480 | B1-CFU
GH | 13 | GH MAIN OR | MAIN OR 05 | 2-322 | N/A | Non Fixed | Neuron 1 | GH-MAIN_OR-Solar03 | GH00000010 | 304189 | GE | Solar 8000I | Monitor GE Solar | GHHPV0202326ABA | 1A | SE409078790GA | 401730508 | B1-CFB
GH | 14 | GH MAIN OR | N/A | N/A | N/A | Non Fixed | Neuron 1 | GH-BIS-05 | GH00000217 | 305733 | GE | BIS VISTA | Monitor BIS Vista | GHHPV0202326ABA |  |  |  | B1-CFB
GH | 15 | GH MAIN OR | MAIN OR 04 | 2-324 | N/A | Non Fixed | Neuron 1 | GH-MAIN_OR-Avance04 | GH00000011 | 304111 | GE | S5 Avance wo/Gas Mod | Vent Datex Avance | GHHPV0202324ABA | v1.10 | ANBN00387 | 401730484 | B1-CFU
GH | 16 | GH MAIN OR | MAIN OR 04 | 2-324 | N/A | Non Fixed | Neuron 1 | GH-MAIN_OR-Solar04 | GH00000012 | 304190 | GE | Solar 8000I | Monitor GE Solar | GHHPV0202324ABA | 1A | SE409078793GA | 401730505 | B1-CFB
GH | 17 | GH MAIN OR | N/A | N/A | N/A | Non Fixed | Neuron 1 | GH-BIS-06 | GH00000218 | 305734 | GE | BIS VISTA | Monitor BIS Vista | GHHPV0202324ABA |  |  |  | B1-CFB
GH | 18 | GH MAIN OR | MAIN OR 08 | 2-345 | N/A | Non Fixed | Neuron 1 | GH-MAIN_OR-Avance05 | GH00000013 | 304112 | GE | S5 Avance wo/Gas Mod | Vent Datex Avance | GHHPV0202322ABA | v1.10 | ANBM01954 | 401730475 | B1-CFU
GH | 19 | GH MAIN OR | MAIN OR 08 | 2-345 | N/A | Non Fixed | Neuron 1 | GH-MAIN_OR-Solar05 | GH00000014 | 304191 | GE | Solar 8000I | Monitor GE Solar | GHHPV0202322ABA | 1A | SE409078792GA | 401730473 | B1-CFB
GH | 20 | GH MAIN OR | N/A | N/A | N/A | Non Fixed | Neuron 1 | GH-BIS-07 | GH00000219 | 305735 | GE | BIS VISTA | Monitor BIS Vista | GHHPV0202322ABA |  |  |  | B1-CFB
GH | 21 | GH MAIN OR | MAIN OR 06 | 2-320 | N/A | Non Fixed | Neuron 1 | GH-MAIN_OR-Avance06 | GH00000015 | 304113 | GE | S5 Avance wo/Gas Mod | Vent Datex Avance | GHHPV0202320ABA | v1.10 | ANBM01957 | 401730455 | B1-CFU
GH | 22 | GH MAIN OR | MAIN OR 06 | 2-320 | N/A | Non Fixed | Neuron 1 | GH-MAIN_OR-Solar06 | GH00000016 | 304192 | GE | Solar 8000I | Monitor GE Solar | GHHPV0202320ABA | 1A | SE409078796GA | 401730457 | B1-CFB
GH | 23 | GH MAIN OR | N/A | N/A | N/A | Non Fixed | Neuron 1 | GH-BIS-08 | GH00000220 | 305736 | GE | BIS VISTA | Monitor BIS Vista | GHHPV0202320ABA |  |  |  | B1-CFB
GH | 24 | GH MAIN OR | MAIN OR 07 | 2-346 | N/A | Non Fixed | Neuron 1 | GH-MAIN_OR-Avance07 | GH00000017 | 304114 | GE | S5 Avance wo/Gas Mod | Vent Datex Avance | GHHPV0202346ABA | v1.10 | ANBN00377 | 401730482 | B1-CFU
GH | 25 | GH MAIN OR | MAIN OR 07 | 2-346 | N/A | Non Fixed | Neuron 1 | GH-MAIN_OR-Solar07 | GH00000018 | 304193 | GE | Solar 8000I | Monitor GE Solar | GHHPV0202346ABA | 1A | SE409078798GA | 401730506 | B1-CFB
GH | 26 | GH MAIN OR | N/A | N/A | N/A | Non Fixed | Neuron 1 | GH-BIS-09 | GH00000221 | 305737 | GE | BIS VISTA | Monitor BIS Vista | GHHPV0202346ABA |  |  |  | B1-CFB
GH | 27 | GH MAIN OR | MAIN OR 03 | 2-326 | N/A | Non Fixed | Neuron 1 | GH-MAIN_OR-Avance08 | GH00000019 | 304115 | GE | S5 Avance wo/Gas Mod | Vent Datex Avance | GHHPV0202345ABA | v1.10 | ANBM01956 | 401730479 | B1-CFU
GH | 28 | GH MAIN OR | MAIN OR 03 | 2-326 | N/A | Non Fixed | Neuron 1 | GH-MAIN_OR-Solar08 | GH00000020 | 304194 | GE | Solar 8000I | Monitor GE Solar | GHHPV0202345ABA | 1A | SE409078797GA | 401730521 | B1-CFB
GH | 29 | GH MAIN OR | N/A | N/A | N/A | Non Fixed | Neuron 1 | GH-BIS-10 | GH00000222 | 305738 | GE | BIS VISTA | Monitor BIS Vista | GHHPV0202345ABA |  |  |  | B1-CFB
GH | 30 | GH MAIN OR | 2-354B | 2-354B | N/A | Non Fixed | Neuron 1 | GH-MAIN_OR-Avance09 | GH00000021 | 304116 | GE | S5 Avance wo/Gas Mod | Vent Datex Avance | GHHPV0202344ABA | v1.10 | ANBM01958 | 401730483 | B1-CFU
GH | 31 | GH MAIN OR | 2-354B | 2-354B | N/A | Non Fixed | Neuron 1 | GH-MAIN_OR-Solar09 | GH00000022 | 304195 | GE | Solar 8000I | Monitor GE Solar | GHHPV0202344ABA | 1A | SE409078791GA | 401730504 | B1-CFB
GH | 32 | GH MAIN OR | N/A | N/A | N/A | Non Fixed | Neuron 1 | GH-BIS-11 | GH00000223 | 305739 | GE | BIS VISTA | Monitor BIS Vista | GHHPV0202344ABA |  |  |  | B1-CFB
GH | 33 | GH ENDOSCOPY CENTER OF GREENWICH | ECG 03 | 500 W.P. 322 | N/A | Non Fixed | N/A | GH-ECG-Dash03 | GH00000052 | 304249 | GE | Dash 3000 | Monitor GE Dash | GHGIS0100322ABA.greenhosp.org | 1A | H0DJ3820GR | 400766966 | B1-CFB | Not network connected for time sync
GH | 34 | GH ENDOSCOPY CENTER OF GREENWICH | ECG 04 | 500 W.P. 324 | N/A | Non Fixed | N/A | GH-ECG-Dash04 | GH00000053 | 304250 | GE | Dash 3000 | Monitor GE Dash | GHGIS0100324ABA.greenhosp.org | 1A | J0DJ4482G | 400978007 | B1-CFB | Not network connected for time sync
GH | 35 | GH LABOR & DELIVERY | LD OR 01 | 3-360B | N/A | Non Fixed | Neuron 1 | GH-LD_OR-Aestiva01 | GH00000064 | 304106 | GE | Aestiva/5 7900 | Vent Datex Aestiva | GHHPV033360BABA | v3.5 | AMRG01155 | 400977091 | B1-CFU
GH | 36 | GH LABOR & DELIVERY | LD OR 01 | 3-360B | N/A | Non Fixed | Neuron 1 | GH-LD_OR-Solar01 | GH00000065 | 304185 | GE | Solar 8000I | Monitor GE Solar | GHHPV033360BABA | 1A | SE409078794GA | 401730507 | B1-CFB
GH | 37 | GH LABOR & DELIVERY | LD OR 02 | 3-360A | N/A | Non Fixed | Neuron 1 | GH-LD_OR-Aestiva02 | GH00000066 | 304107 | GE | Aestiva/5 7900 | Vent Datex Aestiva | GHHPV033360AABA | v3.5 | AMRF01486 | 400766606 | B1-CFU
GH | 38 | GH LABOR & DELIVERY | LD OR 02 | 3-360A | N/A | Non Fixed | Neuron 1 | GH-LD_OR-Solar02 | GH00000067 | 304186 | GE | Solar 8000I | Monitor GE Solar | GHHPV033360AABA | 1A | SE409099010GA | 401730563 | B1-CFB
GH | 39 | GH MRI | MRI 1.5T | 1-345 | N/A | Non Fixed | N/A | GH-MRI-Invivo01 | GH00000104 | 304262 | Invivo | Expressions | Monitor Invivo Expressions | GHPV0100343CLXC | 4 | US13302154 US13302135 | 402312214 402312215 | B1-CFA | New Invivo for MRI (showing both internal and external device info)
GH | 40 | GH MRI | MRI 1.5T | 1-345 | N/A | Non Fixed | N/A | GH-MRI-Aestiva01 | GH00000105 | 304117 | GE | Aestiva 3000 | Vent Datex Aestiva | GHPV0100343CLXC | 3.5 | AMTD00138 | 400978605 | B1-CFU
GH | 41 | GH HASC OR | HASC OR 01 | 55 Holly Hill 331 | N/A | Non Fixed | Neuron 1 | GH-HASC_OR-Avance01 | GH00000144 | 304102 | GE | S5 Avance wo/Gas Mod | Vent Datex Avance | GHSCH0300331ABA | v1.10 | ANBM01417 | 401730163 | B1-CFU
GH | 42 | GH HASC OR | HASC OR 01 | 55 Holly Hill 331 | N/A | Non Fixed | Neuron 1 | GH-HASC_OR-Solar01 | GH00000145 | 304180 | GE | Solar 8000I | Monitor GE Solar | GHSCH0300331ABA | 1A | SE408456941GA | 401730162 | B1-CFB | Not network connected for time sync
GH | 43 | GH HASC OR | HASC OR 02 | 55 Holly Hill 329 | N/A | Non Fixed | Neuron 1 | GH-HASC_OR-Avance02 | GH00000146 | 304103 | GE | S5 Avance wo/Gas Mod | Vent Datex Avance | GHSCH0300329ABA | v1.0 | ANBM01422 | 401730201 | B1-CFU
GH | 44 | GH HASC OR | HASC OR 02 | 55 Holly Hill 329 | N/A | Non Fixed | Neuron 1 | GH-HASC_OR-Solar02 | GH00000147 | 304181 | GE | Solar 8000I | Monitor GE Solar | GHSCH0300329ABA | 1A | SE408456910GA | 401730200 | B1-CFB | Not network connected for time sync
GH | 45 | GH HASC OR | HASC OR 03 | 55 Holly Hill 318 | N/A | Non Fixed | Neuron 1 | GH-HASC_OR-Avance03 | GH00000148 | 304104 | GE | S5 Avance wo/Gas Mod | Vent Datex Avance | GHSCH0300318ABA | v1.10 | ANBM01424 | 401941806 | B1-CFU
GH | 46 | GH HASC OR | HASC OR 03 | 55 Holly Hill 318 | N/A | Non Fixed | Neuron 1 | GH-HASC_OR-Solar03 | GH00000149 | 304182 | GE | Solar 8000I | Monitor GE Solar | GHSCH0300318ABA | 1A | SE408456932GA | 401730190 | B1-CFB | Not network connected for time sync
GH | 47 | GH HASC OR | HASC OR 04 | 55 Holly Hill 316 | N/A | Non Fixed | Neuron 1 | GH-HASC_OR-Avance04 | GH00000150 | 304105 | GE | S5 Avance wo/Gas Mod | Vent Datex Avance | GHSCH0300316ABA | v1.0 | ANBP01849 | 401941899 | B1-CFU
GH | 48 | GH HASC OR | HASC OR 04 | 55 Holly Hill 316 | N/A | Non Fixed | Neuron 1 | GH-HASC_OR-Solar04 | GH00000151 | 304183 | GE | Solar 8000I | Monitor GE Solar | GHSCH0300316ABA | 1A | SE411070169GA | 401941977 | B1-CFB | Not network connected for time sync
GH | 49 | GH HASC OR | Backup | 55 Holly Hill | N/A | Non Fixed | Neuron 1 | GH-ANE-V01 | GH00000167 | 305247 | GE | Aestiva 3000 | Vent Datex Aestiva | GANESTHESIAM001 | v3.5 | AMRC00957 | 401730660 | B1-CFU
GH | 50 | GH HASC OR | Backup | 55 Holly Hill | N/A | Non Fixed | Neuron 1 | GH-ANE-M01 | GH00000168 | 305248 | GE | Solar 8000 | Monitor GE Solar | GANESTHESIAM001 | 5E (main processor) | K9MC0072G | 400766245 | B1-CFB | Not network connected for time sync
SRC | 1 | SRC ANESTHESIA | IR2 |  | N/A | Non Fixed |  | SRC-ANE-V01 | SRC0000040 | 306128 | Datex Ohmeda | Anesthesia Gas Machine | Vent Datex Aestiva | RANESTHESIAM001 |  |  |  | B1-CFU
SRC | 2 | SRC ANESTHESIA | IR 2 |  | N/A | Non Fixed |  | SRC-ANE-M01 | SRC0000001 | 306089 | Philips Medical | IntelliVue MX800 | Monitor Philips Intellivue | RANESTHESIAM001 |  | 3826A02251 | 15823 | B1-CFW | Not network connected for time sync
SRC | 3 | SRC ANESTHESIA | OR2 |  | N/A | Non Fixed |  | SRC-ANE-V02 | SRC0000041 | 305264 | Datex Ohmeda | Anesthesia Gas Machine | Vent Datex Aestiva | RANESTHESIAM002 | 3.5 | AMRF01549 | 10228 | B1-CFU
SRC | 4 | SRC ANESTHESIA | OR2 |  | N/A | Non Fixed |  | SRC-ANE-M02 | SRC0000002 | 305263 | Philips Medical | IntelliVue MX800 | Monitor Philips Intellivue | RANESTHESIAM002 |  | DE12520535 | 18298 | B1-CFW
SRC | 5 | SRC ANESTHESIA | OR3 |  | N/A | Non Fixed |  | SRC-ANE-V03 | SRC0000042 | 306129 | Datex Ohmeda | Anesthesia Gas Machine | Vent Datex Aestiva | RANESTHESIAM003 | 3.5 | AMRF01542 | 10224 | B1-CFU | MRI Compatible
SRC | 6 | SRC ANESTHESIA | OR3 |  | N/A | Non Fixed |  | SRC-ANE-M03 | SRC0000003 | 306090 | Philips Medical | IntelliVue MX800 | Monitor Philips Intellivue | RANESTHESIAM003 |  | DE12520559 | 18281 | B1-CFW
SRC | 7 | SRC ANESTHESIA | OR4 |  | N/A | Non Fixed |  | SRC-ANE-V04 | SRC0000043 | 306130 | Datex Ohmeda | Anesthesia Gas Machine | Vent Datex Aestiva | RANESTHESIAM004 |  | AMRF01607 | 10243 | B1-CFU
SRC | 8 | SRC ANESTHESIA | OR4 |  | N/A | Non Fixed |  | SRC-ANE-M04 | SRC0000004 | 306091 | Philips Medical | IntelliVue MX800 | Monitor Philips Intellivue | RANESTHESIAM004 |  | DE12520551 | 18294 | B1-CFW
SRC | 9 | SRC ANESTHESIA | OR5 |  | N/A | Non Fixed |  | SRC-ANE-V05 | SRC0000044 | 306131 | Datex Ohmeda | Anesthesia Gas Machine | Vent Datex Aestiva | RANESTHESIAM005 | 3.5 | AMRF01548 | 10225 | B1-CFU
SRC | 10 | SRC ANESTHESIA | OR5 |  | N/A | Non Fixed |  | SRC-ANE-M05 | SRC0000005 | 306092 | Philips Medical | IntelliVue MX800 | Monitor Philips Intellivue | RANESTHESIAM005 |  | DE12520526 | 18295 | B1-CFW
SRC | 11 | SRC ANESTHESIA | OR6 |  | N/A | Non Fixed |  | SRC-ANE-V06 | SRC0000045 | 306132 | Datex Ohmeda | Anesthesia Gas Machine | Vent Datex Aestiva | RANESTHESIAM006 | 3.5 | AMRF01605 | 10237 | B1-CFU
SRC | 12 | SRC ANESTHESIA | OR6 |  | N/A | Non Fixed |  | SRC-ANE-M06 | SRC0000006 | 306093 | Philips Medical | IntelliVue MX800 | Monitor Philips Intellivue | RANESTHESIAM006 |  | DE12520553 | 18297 | B1-CFW
SRC | 13 | SRC ANESTHESIA | OR7 |  | N/A | Non Fixed |  | SRC-ANE-V07 | SRC0000046 | 306133 | Datex Ohmeda | Anesthesia Gas Machine | Vent Datex Aestiva | RANESTHESIAM007 | 3.5 | AMRF01555 | 10221 | B1-CFU
SRC | 14 | SRC ANESTHESIA | OR7 |  | N/A | Non Fixed |  | SRC-ANE-M07 | SRC0000007 | 306094 | Philips Medical | IntelliVue MX800 | Monitor Philips Intellivue | RANESTHESIAM007 |  | DE12520562 | 18316 | B1-CFW
SRC | 15 | SRC ANESTHESIA | OR8 |  | N/A | Non Fixed |  | SRC-ANE-V08 | SRC0000047 | 306134 | Datex Ohmeda | Anesthesia Gas Machine | Vent Datex Aestiva | RANESTHESIAM008 | 3.5 | AMRF01547 | 10230 | B1-CFU
SRC | 16 | SRC ANESTHESIA | OR8 |  | N/A | Non Fixed |  | SRC-ANE-M08 | SRC0000008 | 306095 | Philips Medical | IntelliVue MX800 | Monitor Philips Intellivue | RANESTHESIAM008 |  | DE12520536 | 18310 | B1-CFW
SRC | 17 | SRC ANESTHESIA | OR9 |  | N/A | Non Fixed |  | SRC-ANE-V09 | SRC0000048 | 306135 | Datex Ohmeda | Anesthesia Gas Machine | Vent Datex Aestiva | RANESTHESIAM009 | 3.5 | AMRF01611 | 10239 | B1-CFU
SRC | 18 | SRC ANESTHESIA | OR9 |  | N/A | Non Fixed |  | SRC-ANE-M09 | SRC0000009 | 306096 | Philips Medical | IntelliVue MX800 | Monitor Philips Intellivue | RANESTHESIAM009 |  | DE12520555 | 18304 | B1-CFW
SRC | 19 | SRC ANESTHESIA | OR10 |  | N/A | Non Fixed |  | SRC-ANE-V10 | SRC0000049 | 306136 | Datex Ohmeda | Anesthesia Gas Machine | Vent Datex Aestiva | RANESTHESIAM010 | 3.5 | AMRF01552 | 10236 | B1-CFU
SRC | 20 | SRC ANESTHESIA | OR10 |  | N/A | Non Fixed |  | SRC-ANE-M10 | SRC0000010 | 306097 | Philips Medical | IntelliVue MX800 | Monitor Philips Intellivue | RANESTHESIAM010 |  | DE12520525 | 18296 | B1-CFW
SRC | 21 | SRC ANESTHESIA | OR11 |  | N/A | Non Fixed |  | SRC-ANE-V11 | SRC0000050 | 306137 | Datex Ohmeda | Anesthesia Gas Machine | Vent Datex Aestiva | RANESTHESIAM011 |  | AMRJ00758 | 12029 | B1-CFU
SRC | 22 | SRC ANESTHESIA | OR11 |  | N/A | Non Fixed |  | SRC-ANE-M11 | SRC0000011 | 306098 | Philips Medical | IntelliVue MX800 | Monitor Philips Intellivue | RANESTHESIAM011 |  | DE12520558 | 18319 | B1-CFW
SRC | 23 | SRC ANESTHESIA | OR12 |  | N/A | Non Fixed |  | SRC-ANE-V12 | SRC0000051 | 306138 | Datex Ohmeda | Anesthesia Gas Machine | Vent Datex Aestiva | RANESTHESIAM012 | 3.5 | AMRG03024 | 11060 | B1-CFU
SRC | 24 | SRC ANESTHESIA | OR12 |  | N/A | Non Fixed |  | SRC-ANE-M12 | SRC0000012 | 306099 | Philips Medical | IntelliVue MX800 | Monitor Philips Intellivue | RANESTHESIAM012 |  | DE12520528 | 18250 | B1-CFW
SRC | 25 | SRC ANESTHESIA | OR13 |  | N/A | Non Fixed |  | SRC-ANE-V13 | SRC0000052 | 306139 | Datex Ohmeda | Anesthesia Gas Machine | Vent Datex Aestiva | RANESTHESIAM013 | 3.5 | AMRF01554 | 10240 | B1-CFU
SRC | 26 | SRC ANESTHESIA | OR13 |  | N/A | Non Fixed |  | SRC-ANE-M13 | SRC0000013 | 306100 | Philips Medical | IntelliVue MX800 | Monitor Philips Intellivue | RANESTHESIAM013 |  | DE12520523 | 18291 | B1-CFW
SRC | 27 | SRC ANESTHESIA | OR14 |  | N/A | Non Fixed |  | SRC-ANE-V14 | SRC0000053 | 306140 | Datex Ohmeda | Anesthesia Gas Machine | Vent Datex Aestiva | RANESTHESIAM014 |  | AMRF00809 | 10247 | B1-CFU
SRC | 28 | SRC ANESTHESIA | OR14 |  | N/A | Non Fixed |  | SRC-ANE-M14 | SRC0000014 | 306101 | Philips Medical | IntelliVue MX800 | Monitor Philips Intellivue | RANESTHESIAM014 |  | DE12520530 | 18307 | B1-CFW
SRC | 29 | SRC ANESTHESIA | OR15 |  | N/A | Non Fixed |  | SRC-ANE-V15 | SRC0000054 | 306141 | Datex Ohmeda | Anesthesia Gas Machine | Vent Datex Aestiva | RANESTHESIAM015 |  | AMRF01604 | 10241 | B1-CFU
SRC | 30 | SRC ANESTHESIA | OR15 |  | N/A | Non Fixed |  | SRC-ANE-M15 | SRC0000015 | 306102 | Philips Medical | IntelliVue MX800 | Monitor Philips Intellivue | RANESTHESIAM015 |  | DE12520557 | 18290 | B1-CFW
SRC | 31 | SRC ANESTHESIA | OR16 |  | N/A | Non Fixed |  | SRC-ANE-V16 | SRC0000055 | 306142 | Datex Ohmeda | Anesthesia Gas Machine | Vent Datex Aestiva | RANESTHESIAM016 | 3.5 | AMRF01546 | 10231 | B1-CFU
SRC | 32 | SRC ANESTHESIA | OR16 |  | N/A | Non Fixed |  | SRC-ANE-M16 | SRC0000016 | 306103 | Philips Medical | IntelliVue MX800 | Monitor Philips Intellivue | RANESTHESIAM016 |  | DE12520550 | 18303 | B1-CFW
SRC | 33 | SRC ANESTHESIA | OR17 |  | N/A | Non Fixed |  | SRC-ANE-V17 | SRC0000056 | 306143 | Datex Ohmeda | Anesthesia Gas Machine | Vent Datex Aestiva | RANESTHESIAM017 | 3.5 | AMRF01606 | 10226 | B1-CFU
SRC | 34 | SRC ANESTHESIA | OR17 |  | N/A | Non Fixed |  | SRC-ANE-M17 | SRC0000017 | 306104 | Philips Medical | IntelliVue MX800 | Monitor Philips Intellivue | RANESTHESIAM017 |  | DE12520529 | 18305 | B1-CFW
SRC | 35 | SRC ANESTHESIA | OR18 |  | N/A | Non Fixed |  | SRC-ANE-V18 | SRC0000057 | 306144 | Datex Ohmeda | Anesthesia Gas Machine | Vent Datex Aestiva | RANESTHESIAM018 | 3.5 | AMRF01545 | 10232 | B1-CFU
SRC | 36 | SRC ANESTHESIA | OR18 |  | N/A | Non Fixed |  | SRC-ANE-M18 | SRC0000018 | 306105 | Philips Medical | IntelliVue MX800 | Monitor Philips Intellivue | RANESTHESIAM018 |  | DE12520527 | 18292 | B1-CFW
SRC | 37 | SRC ANESTHESIA | OR19 |  | N/A | Non Fixed |  | SRC-ANE-V19 | SRC0000058 | 306145 | Datex Ohmeda | Anesthesia Gas Machine | Vent Datex Aestiva | RANESTHESIAM019 | 3.5 | AMRF01544 | 10234 | B1-CFU
SRC | 38 | SRC ANESTHESIA | OR19 |  | N/A | Non Fixed |  | SRC-ANE-M19 | SRC0000019 | 306106 | Philips Medical | IntelliVue MX800 | Monitor Philips Intellivue | RANESTHESIAM019 |  | DE12520552 | 18311 | B1-CFW
SRC | 39 | SRC ANESTHESIA | OR20 |  | N/A | Non Fixed |  | SRC-ANE-V20 | SRC0000059 | 306146 | Datex Ohmeda | Anesthesia Gas Machine | Vent Datex Aestiva | RANESTHESIAM020 | 3.5 | AMRF01610 | 10244 | B1-CFU
SRC | 40 | SRC ANESTHESIA | OR20 |  | N/A | Non Fixed |  | SRC-ANE-M20 | SRC0000020 | 306107 | Philips Medical | IntelliVue MX800 | Monitor Philips Intellivue | RANESTHESIAM020 |  | DE12520560 | 18317 | B1-CFW
SRC | 41 | SRC ANESTHESIA | OR21 |  | N/A | Non Fixed |  | SRC-ANE-V21 | SRC0000060 | 306147 | Datex Ohmeda | Anesthesia Gas Machine | Vent Datex Aestiva | RANESTHESIAM021 | 3.5 | AMRF01553 | 10233 | B1-CFU
SRC | 42 | SRC ANESTHESIA | OR21 |  | N/A | Non Fixed |  | SRC-ANE-M21 | SRC0000021 | 306108 | Philips Medical | IntelliVue MX800 | Monitor Philips Intellivue | RANESTHESIAM021 |  | DE12520554 | 18277 | B1-CFW
SRC | 43 | SRC ANESTHESIA | OR22 |  | N/A | Non Fixed |  | SRC-ANE-V22 | SRC0000061 | 306148 | Datex Ohmeda | Anesthesia Gas Machine | Vent Datex Aestiva | RANESTHESIAM022 |  | AMRD00281 | 8786 | B1-CFU
SRC | 44 | SRC ANESTHESIA | OR22 |  | N/A | Non Fixed |  | SRC-ANE-M22 | SRC0000022 | 306109 | Philips Medical | IntelliVue MX800 | Monitor Philips Intellivue | RANESTHESIAM022 |  | DE12520534 | 18278 | B1-CFW
SRC | 45 | SRC ANESTHESIA | OR23 |  | N/A | Non Fixed |  | SRC-ANE-V23 | SRC0000062 | 306149 | Datex Ohmeda | Anesthesia Gas Machine | Vent Datex Aestiva | RANESTHESIAM023 | 3.5 | AMRF01551 | 10229 | B1-CFU
SRC | 46 | SRC ANESTHESIA | OR23 |  | N/A | Non Fixed |  | SRC-ANE-M23 | SRC0000023 | 306110 | Philips Medical | IntelliVue MX800 | Monitor Philips Intellivue | RANESTHESIAM023 |  | DE12520549 | 18293 | B1-CFW
SRC | 47 | SRC ANESTHESIA | OR24 |  | N/A | Non Fixed |  | SRC-ANE-V24 | SRC0000063 | 306150 | Datex Ohmeda | Anesthesia Gas Machine | Vent Datex Aestiva | RANESTHESIAM024 | 3.5 | AMRF01543 | 10227 | B1-CFU
SRC | 48 | SRC ANESTHESIA | OR24 |  | N/A | Non Fixed |  | SRC-ANE-M24 | SRC0000024 | 306111 | Philips Medical | IntelliVue MX800 | Monitor Philips Intellivue | RANESTHESIAM024 |  | DE12520532 | 18306 | B1-CFW
SRC | 49 | SRC ANESTHESIA | OR25 |  | N/A | Non Fixed |  | SRC-ANE-V25 | SRC0000064 | 306151 | Datex Ohmeda | Anesthesia Gas Machine | Vent Datex Aestiva | RANESTHESIAM025 | 3.5 | AMRF01609 | 10245 | B1-CFU
SRC | 50 | SRC ANESTHESIA | OR25 |  | N/A | Non Fixed |  | SRC-ANE-M25 | SRC0000025 | 306112 | Philips Medical | IntelliVue MX800 | Monitor Philips Intellivue | RANESTHESIAM025 |  | DE12520548 | 18312 | B1-CFW
SRC | 51 | SRC ANESTHESIA | OR26 |  | N/A | Non Fixed |  | SRC-ANE-V26 | SRC0000065 | 306152 | Datex Ohmeda | Anesthesia Gas Machine | Vent Datex Aestiva | RANESTHESIAM026 |  | AMRM00523 | 14501 | B1-CFU
SRC | 52 | SRC ANESTHESIA | OR26 |  | N/A | Non Fixed |  | SRC-ANE-M26 | SRC0000026 | 306113 | Philips Medical | IntelliVue MX800 | Monitor Philips Intellivue | RANESTHESIAM026 |  | DE12520531 | 18164 | B1-CFW
SRC | 53 | SRC ANESTHESIA | OR27 |  | N/A | Non Fixed |  | SRC-ANE-V27 | SRC0000066 | 306153 | Datex Ohmeda | Anesthesia Gas Machine | Vent Datex Aestiva | RANESTHESIAM027 |  | AMRN00534 | 13592 | B1-CFU
SRC | 54 | SRC ANESTHESIA | OR27 |  | N/A | Non Fixed |  | SRC-ANE-M27 | SRC0000027 | 306114 | Philips Medical | IntelliVue MX800 | Monitor Philips Intellivue | RANESTHESIAM027 |  | DE12520563 | 18299 | B1-CFW
SRC | 55 | SRC ANESTHESIA | ENDO |  | N/A | Non Fixed |  | SRC-ANE-V28 | SRC0000067 | 306154 | Datex Ohmeda | Anesthesia Gas Machine | Vent Datex Aestiva | RANESTHESIAM028 |  | AMRD00282 | 8784 | B1-CFU | GI
SRC | 56 | SRC ANESTHESIA | ENDO |  | N/A | Non Fixed |  | SRC-ANE-M28 | SRC0000028 | 306115 | Philips Medical | IntelliVue MX700 | Monitor Philips Intellivue | RANESTHESIAM028 |  | DE12512337 | 18308 | B1-CFW
SRC | 57 | SRC ANESTHESIA | L&D 1 |  | N/A | Non Fixed |  | SRC-ANE-V29 | SRC0000068 | 306155 | Datex Ohmeda | Anesthesia Gas Machine | Vent Datex Aestiva | RANESTHESIAM029 |  | AMRP01285 | 15976 | B1-CFU | LD 1
SRC | 58 | SRC ANESTHESIA | L&D 1 |  | N/A | Non Fixed |  | SRC-ANE-M29 | SRC0000029 | 306116 | Philips Medical | IntelliVue MX800 | Monitor Philips Intellivue | RANESTHESIAM029 |  | DE12512337 | 18276 | B1-CFW
SRC | 59 | SRC ANESTHESIA | L&D 2 |  | N/A | Non Fixed |  | SRC-ANE-V30 | SRC0000069 | 306156 | Datex Ohmeda | Anesthesia Gas Machine | Vent Datex Aestiva | RANESTHESIAM030 |  | AMRP01284 | 15977 | B1-CFU | LD 2
SRC | 60 | SRC ANESTHESIA | L&D 2 |  | N/A | Non Fixed |  | SRC-ANE-M30 | SRC0000030 | 306117 | Philips Medical | IntelliVue MX800 | Monitor Philips Intellivue | RANESTHESIAM030 |  | DE12520544 | 18313 | B1-CFW
SRC | 61 | SRC ANESTHESIA | Cath |  | N/A | Non Fixed |  | SRC-ANE-V31 | SRC0000334 | 306157 | Datex Ohmeda | Anesthesia Gas Machine | Vent Datex Aestiva | RANESTHESIAM031 |  | AMRK00961 | 13135 | B1-CFU | IR 1
SRC | 62 | SRC ANESTHESIA | IR 1 |  | N/A | Non Fixed |  | SRC-ANE-M31 | SRC0000031 | 306118 | Philips Medical | IntelliVue MP70 | Monitor Philips Intellivue | RANESTHESIAM031 |  | DE12520564 | 18315 | B1-CFW
SRC | 63 | SRC ANESTHESIA | IR 1 |  | N/A | Non Fixed |  | SRC-ANE-V32 | SRC0000335 | 306158 | Datex Ohmeda | Anesthesia Gas Machine | Vent Datex Aestiva | RANESTHESIAM032 | 3.5 | AMRF01608 | 10238 | B1-CFU | Cath 1
SRC | 64 | SRC ANESTHESIA | CATH |  | N/A | Non Fixed |  | SRC-ANE-M32 | SRC0000032 | 306119 | Philips Medical | IntelliVue MX800 | Monitor Philips Intellivue | RANESTHESIAM032 |  |  |  | B1-CFW | Replacing Cardiocap
SRC | 65 | SRC ANESTHESIA | EP |  | N/A | Non Fixed |  | SRC-ANE-V33 | SRC0000336 | 306159 | Datex Ohmeda | Anesthesia Gas Machine | Vent Datex Aestiva | RANESTHESIAM033 |  | AMTH00174 | 11600 | B1-CFU | Cath 2
SRC | 66 | SRC ANESTHESIA | EP |  | N/A | Non Fixed |  | SRC-ANE-M33 | SRC0000033 | 306120 | Philips Medical | IntelliVue MX800 | Monitor Philips Intellivue | RANESTHESIAM033 |  | DE12520545 | 18318 | B1-CFW
SRC | 67 | SRC ANESTHESIA | Spare |  | N/A | Non Fixed |  | SRC-ANE-V34 | SRC0000337 | 306160 | Datex Ohmeda | Anesthesia Gas Machine | Vent Datex Aestiva | N/A |  |  |  | B1-CFU | For Oral Surgery
SRC | 68 | SRC ANESTHESIA | Spare |  | N/A | Non Fixed |  | SRC-ANE-M34 | SRC0000034 | 306121 | Philips Medical |  | Monitor Philips Intellivue | N/A |  |  |  | B1-CFW | For Oral Surgery
SRC | 69 | SRC ANESTHESIA | ECT |  | N/A | Non Fixed |  | SRC-ANE-V35 | SRC0000338 | 306161 | Datex Ohmeda | Anesthesia Gas Machine | Vent Datex Aestiva | RANESTHESIAM035 |  | AMRC00315 | 18486 | B1-CFU
SRC | 70 | SRC ANESTHESIA | ECT |  | N/A | Non Fixed |  | SRC-ANE-M35 | SRC0000035 | 306122 | Philips Medical | IntelliVue MX700 | Monitor Philips Intellivue | RANESTHESIAM035 |  | DE12512390 | 18309 | B1-CFW
SRC | 71 | SRC ANESTHESIA | Mobile |  | N/A | Non Fixed | N/A | SRC-ANE-M36 | SRC0000036 | 306123 | Datex Ohmeda | CardioCap/5 | Monitor Datex CardioCap | N/A |  | FBUD00239 | H0162 | B1-CFT
SRC | 72 | SRC ANESTHESIA | Mobile |  | N/A | Non Fixed | N/A | SRC-ANE-M37 | SRC0000037 | 306124 | Datex Ohmeda | CardioCap/5 | Monitor Datex CardioCap | N/A |  | FBUE00867 | H0199 | B1-CFT
SRC | 73 | SRC ANESTHESIA | Mobile |  | N/A | Non Fixed | N/A | SRC-ANE-M38 | SRC0000038 | 306125 | Datex Ohmeda | CardioCap/5 | Monitor Datex CardioCap | N/A |  | FBWE00094 | H0346 | B1-CFT
SRC | 74 | SRC ANESTHESIA | Mobile |  | N/A | Non Fixed | N/A | SRC-ANE-M39 | SRC0000039 | 306126 | Datex Ohmeda | CardioCap/5 | Monitor Datex CardioCap | N/A |  | FBWG02160 | H0345 | B1-CFT
SRC | 75 | SRC ANESTHESIA | Spare |  | N/A | Non Fixed |  | SRC-ANE-V40 | SRC0000340 | 306162 | Datex Ohmeda | Anesthesia Gas Machine | Vent Datex Aestiva | RANESTHESIAM040 |  |  |  | B1-CFU | Spare
SRC | 76 | SRC ANESTHESIA | Spare |  | N/A | Non Fixed |  | SRC-ANE-M40 | SRC0000339 | 306127 | Philips Medical | IntelliVue MX800 | Monitor Philips Intellivue | RANESTHESIAM040 |  |  |  | B1-CFW
SRC | 77 | SRC ANESTHESIA | MRI |  | N/A | Non Fixed | N/A | SRC-MRI-M01 | SRC0000341 | 306460 | Invivo Research Inc. | Expression | Monitor Invivo Expression |  |  |  |  | B1-CFA
SRC | 78 | SRC ANESTHESIA | MRI |  | N/A | Non Fixed | N/A | SRC-MRI-M02 | SRC0000342 | 306461 | Invivo Research Inc. | Expression | Monitor Invivo Expression |  |  |  |  | B1-CFA
YSC | 1 | YNH ASD OR | ASD OR4 | ?? | N/A | Non-Fixed |  | YNH-ANE-V01 | YNH0000001 | 304855 | Datex-Ohmeda | AESTIVA/5 7900 | Vent Datex Aestiva | Y6TM0202107OANA | 4.8 PSVPRO | AMRN01208 | 361646831 | B1-CFU
YSC | 2 | YNH ASD OR | ASD OR4 | ?? | N/A | Non-Fixed |  | YNH-ANE-M01 | YNH0000002 | 304856 | Datex-Ohmeda | CARDIO CAP 5 | Monitor Datex CardioCap | Y6TM0202107OANA | M0106770-3.2 | 6566185 | 361646837 | B1-CFT | Gas Monitor
YSC | 3 | YNH ASD OR | ASD OR2 | 2433 | N/A | Non-Fixed |  | YNH-ANE-V02 | YNH0000003 | 304857 | Datex-Ohmeda | Aespire | Vent Datex Aespire | Y6TM0202433OANA | 4.8 | ANCM00100 | 361646653 | B1-CFU
YSC | 4 | YNH ASD OR | ASD OR2 | 2433 | N/A | Non-Fixed |  | YNH-ANE-M02 | YNH0000004 | 304858 | Datex-Ohmeda | CARDIO CAP 5 | Monitor Datex CardioCap | Y6TM0202433OANA | S-XANE01 | 6371714 | 361646652 | B1-CFT | Gas Monitor
YSC | 5 | YNH ASD OR | ASD OR3 | 2334 | N/A | Non-Fixed |  | YNH-ANE-V03 | YNH0000017 | 304859 | Datex-Ohmeda | AESTIVA/5 7900 | Vent Datex Aestiva | Y4TM0202107OANA | 1.4 |  | 402455564 | B1-CFU | S/5 Aespire 7100
YSC | 6 | YNH ASD OR | ASD OR3 | 2434 | N/A | Non-Fixed |  | YNH-ANE-M03 | YNH0000006 | 304860 | Datex-Ohmeda | CARDIO CAP 5 | Monitor Datex CardioCap | Y4TM0202107OANA | S-XANE01 | FBWH01114 | 361646374 | B1-CFT | Found by John Murillo
YSC | 7 | YNH ASD OR | ASD OR1 | 2436 | N/A | Non-Fixed |  | YNH-ANE-V04 | YNH0000007 | 304861 | Datex-Ohmeda | AESTIVA/5 7900 | Vent Datex Aestiva | Y4TM0202436OANA | 4.5 | AMRH01326 | 361646373 | B1-CFU | Found by John Murillo
YSC | 8 | YNH ASD OR | ASD OR1 | 2436 | N/A | Non-Fixed |  | YNH-ANE-M04 | YNH0000008 | 304862 | Datex-Ohmeda | CARDIO CAP 5 | Monitor Datex CardioCap | Y4TM0202436OANA | M0106770-3.2 | 6566183 | 361646179 | B1-CFT | Gas Monitor
YSC | 9 | YNH ASD OR | ASD OR5 | 2432 | N/A | Non-Fixed |  | YNH-ANE-V05 | YNH0000009 | 304863 | Datex-Ohmeda | AESTIVA/5 7900 | Vent Datex Aestiva | Y4TM0202432OANA | 4.8 PSVPRO | AMRN01209 | 361646832 | B1-CFU
YSC | 10 | YNH ASD OR | ASD OR5 | 2432 | N/A | Non-Fixed |  | YNH-ANE-M05 | YNH0000010 | 304864 | Datex-Ohmeda | CARDIO CAP 5 | Monitor Datex CardioCap | Y4TM0202432OANA | M0106770-3.2 | 6566186 | 361646835 | B1-CFT | Gas Monitor
YSC | 11 | YNH ASD OR | ASD OR6 | 2430 | N/A | Non-Fixed |  | YNH-ANE-V06 | YNH0000011 | 304865 | Datex-Ohmeda | AESTIVA/5 7900 | Vent Datex Aestiva | Y6TM0202430OANA |  | AMRN01210 | 361646833 | B1-CFU
YSC | 12 | YNH ASD OR | ASD OR6 | 2430 | N/A | Non-Fixed |  | YNH-ANE-M06 | YNH0000012 | 304866 | Datex-Ohmeda | CARDIO CAP 5 | Monitor Datex CardioCap | Y6TM0202430OANA | S-XANE01 | 6566187 | 361646836 | B1-CFT | Gas Monitor
YSC | 13 | YNH ASD OR | Backup | 2101 | N/A | Non-Fixed |  | YNH-ANE-V07 | YNH0000015 | 304867 | Datex-Ohmeda | Aespire | Vent Datex Aespire | Y6TM0202434OANA | 1.4 | AMXK01367 | 361646532 | B1-CFU | Found by John Murillo
YSC | 14 | YNH ASD OR | Backup | 2101 | N/A | Non-Fixed |  | YNH-ANE-M07 | YNH0000014 | 304868 | Datex-Ohmeda | CARDIO CAP 5 | Monitor Datex CardioCap | Y6TM0202434OANA | S-XANE01 | 9178058 | 361646829 | B1-CFT | Found by John Murillo
YSC | 15 | YNH ASD OR | ASD OR8 | 2102 | N/A | Non-Fixed |  | YNH-ANE-V08 | YNH0000013 | 304869 | Datex-Ohmeda | AESTIVA/5 7900 | Vent Datex Aestiva | Y4TM0202102OANA | 4.8 PSVPRO | AMRN01211 | 361646830 | B1-CFU
YSC | 16 | YNH ASD OR | ASD OR8 | 2102 | N/A | Non-Fixed |  | YNH-ANE-M08 | YNH0000016 | 304870 | Datex-Ohmeda | CARDIO CAP 5 | Monitor Datex CardioCap | Y4TM0202102OANA | S-XANE01 | 6566184 | 361646834 | B1-CFT | Gas Monitor
YSC | 17 | YNH ASD OR | ASD OR9 | 2107 | N/A | Non-Fixed |  | YNH-ANE-V09 | YNH0000005 | 304871 | Datex-Ohmeda | AESTIVA/5 7900 | Vent Datex Aestiva | Y4TM0202101OANA | 4.8 PSVPRO | AMRJ03019 | 361646697 | B1-CFU
YSC | 18 | YNH ASD OR | ASD OR9 | 2107 | N/A | Non-Fixed |  | YNH-ANE-M09 | YNH0000018 | 304872 | Datex-Ohmeda | CARDIO CAP 5 | Monitor Datex CardioCap | Y4TM0202101OANA | M0106770-3.2 | 6116813 | 361646698 | B1-CFT | Gas Monitor
YSC | 19 | YNH AMB PROC CENTER SMILOW | GI Rm 1 | NP4-415 | N/A | Non-Fixed | x | YNH-ANE-V10 | YNH0000641 | 304873 | Datex-Ohmeda | S/5 AVANCE | Vent Datex Avance | YTRL0300001OANA |  | ANBN01568 | H46730 | B1-CFU
YSC | 20 | YNH AMB PROC CENTER SMILOW | GI Rm 1 | NP4-415 | N/A | Non-Fixed | x | YNH-ANE-M10 | YNH0000019 | 304874 | Datex-Ohmeda | S/5 Anesthesia Monitor | Monitor Datex S/5 | YTRL0300001OANA |  | 6573038 | H46731 | B1-CFT
YSC | 21 | YNH AMB PROC CENTER SMILOW | GI Rm 2 | NP4-416 | N/A | Non-Fixed | x | YNH-ANE-V11 | YNH0000642 | 304875 | Datex-Ohmeda | S/5 AVANCE | Vent Datex Avance | YTRL0300002OANA |  | ANBN01566 | H46732 | B1-CFU
YSC | 22 | YNH AMB PROC CENTER SMILOW | GI Rm 2 | NP4-416 | N/A | Non-Fixed | x | YNH-ANE-M11 | YNH0000020 | 304876 | Datex-Ohmeda | S/5 Anesthesia Monitor | Monitor Datex S/5 | YTRL0300002OANA |  | 6573031 | H46733 | B1-CFT
YSC | 23 | YNH AMB PROC CENTER SMILOW | GI Rm 4 | NP4-419 | N/A | Non-Fixed | x | YNH-ANE-V72 | YNH0000709 | 305001 | Datex-Ohmeda | S/5 AVANCE | Vent Datex Avance | YTRL0300060OANA |  | ANBR01151 | H53227 | B1-CFA
YSC | 24 | YNH AMB PROC CENTER SMILOW | GI Rm 4 | NP4-419 | N/A | Non-Fixed | x | YNH-ANE-M72 | YNH0000708 | 305002 | Datex-Ohmeda | S/5 Anesthesia Monitor | Monitor Datex S/5 | YTRL0300060OANA |  | 6852402 | H53226 | B1-CFT
YSC | 25 | YNH AMB PROC CENTER SMILOW | GI Rm 5 | NP4-418 | N/A | Non-Fixed | x | YNH-ANE-V12 | YNH0000643 | 304877 | Datex-Ohmeda | S/5 AVANCE | Vent Datex Avance | YTRL0300003OANA |  | ANBN01625 | H46729 | B1-CFU
YSC | 26 | YNH AMB PROC CENTER SMILOW | GI Rm 5 | NP4-418 | N/A | Non-Fixed | x | YNH-ANE-M12 | YNH0000021 | 304878 | Datex-Ohmeda | S/5 Anesthesia Monitor | Monitor Datex S/5 | YTRL0300003OANA |  | 6580226 | H46728 | B1-CFT
YSC | 27 | YNH SMILOW MRI | MRI #2 | NP2-404 | N/A | Non-Fixed | N/A | YNH-NP2 MRI-V02 | YNH0000023 | 304880 | Datex-Ohmeda | AESTIVA MRI | Vent Datex Aestiva | N/A |  | AMTK00204 | H40504 | B1-CFU | MRI Compatible
YSC | 28 | YNH SMILOW MRI | MRI #2 | NP2-404 | N/A | Non-Fixed | N/A | YNH-NP2 MRI-M02 | YNH0000233 | 304991 | Invivo Research Inc. | Expression IP5 | Monitor Invivo Expression | N/A |  | US51902485 | Y013029 | B1-CFT
YSC | 29 | YNH SMILOW MRI | MRI #3 | NP2-402 | N/A | Non-Fixed | N/A | YNH-NP2 MRI-V03 | YNH0000022 | 304879 | Datex-Ohmeda | AESTIVA MRI | Vent Datex Aestiva | N/A |  | AMTH00120 | H35305 | B1-CFU | MRI Compatible
YSC | 30 | YNH SMILOW MRI | MRI #3 | NP2-402 | N/A | Non-Fixed | N/A | YNH-NP2 MRI-M03 | YNH0000234 | 304992 | Invivo Research Inc. | Expression IP5 | Monitor Invivo Expression | N/A |  | US51902483 | Y013033 | B1-CFT
YSC | 31 | YNH SMILOW MRI | MRI #4 | NP2-406 | N/A | Non-Fixed | N/A | YNH-NP2 MRI-V04 | YNH0000730 | 305003 | Datex-Ohmeda | AESTIVA MRI | Vent Datex Aestiva | N/A |  | N/A | N/A | B1-CFU | MRI Compatible
YSC | 32 | YNH SMILOW MRI | MRI #4 | NP2-406 | N/A | Non-Fixed | N/A | YNH-NP2 MRI-M04 | YNH0000235 | 304993 | Invivo Research Inc. | Expression IP5 | Monitor Invivo Expression | N/A |  | US51902484 | Y013031 | B1-CFT
YSC | 33 | YNH EPOR | AMOR 01 | 3-760 | N/A | Non-Fixed | x | YNH-ANE-V15 | YNH0000644 | 304881 | Datex-Ohmeda | AESTIVA | Vent Datex Aestiva | YTRL0300004OANA |  | AMRL00739 | H43197 | B1-CFU
YSC | 34 | YNH EPOR | AMOR 01 | 3-760 | N/A | Non-Fixed | x | YNH-ANE-M15 | YNH0000024 | 304882 | Datex-Ohmeda | S/5 Anesthesia Monitor | Monitor Datex S/5 | YTRL0300004OANA |  | 6216320 | H40755 | B1-CFT
YSC | 35 | YNH EPOR | AMOR 02 | 3-756 | N/A | Non-Fixed | x | YNH-ANE-V16 | YNH0000645 | 304883 | Datex-Ohmeda | AESTIVA/5 7900 | Vent Datex Aestiva | YTRL0300005OANA |  | AMRM01061 | H45813 | B1-CFU
YSC | 36 | YNH EPOR | AMOR 02 | 3-756 | N/A | Non-Fixed | x | YNH-ANE-M16 | YNH0000025 | 304884 | Datex-Ohmeda | S/5 Anesthesia Monitor | Monitor Datex S/5 | YTRL0300005OANA |  | 6216315 | H40734 | B1-CFT
YSC | 37 | YNH EPOR | AMOR 03 | 3-724 | N/A | Non-Fixed | x | YNH-ANE-V17 | YNH0000646 | 304885 | Datex-Ohmeda | AESTIVA | Vent Datex Aestiva | YTRL0300010OANA |  | AMRK02078 | H40469 | B1-CFU
YSC | 38 | YNH EPOR | AMOR 03 | 3-724 | N/A | Non-Fixed | x | YNH-ANE-M17 | YNH0000026 | 304886 | Datex-Ohmeda | S/5 Anesthesia Monitor | Monitor Datex S/5 | YTRL0300010OANA |  | 6208546 | H40753 | B1-CFT
YSC | 39 | YNH EPOR | AMOR 04 | 3-728 | N/A | Non-Fixed | x | YNH-ANE-V18 | YNH0000647 | 304887 | Datex-Ohmeda | AESTIVA | Vent Datex Aestiva | YTRL0300007OANA |  | AMRL00825 | H43212 | B1-CFU
YSC | 40 | YNH EPOR | AMOR 04 | 3-728 | N/A | Non-Fixed | x | YNH-ANE-M18 | YNH0000027 | 304888 | Datex-Ohmeda | S/5 Anesthesia Monitor | Monitor Datex S/5 | YTRL0300007OANA |  | 6216352 | H40729 | B1-CFT
YSC | 41 | YNH EPOR | AMOR 05 | 3-729 | N/A | Non-Fixed | x | YNH-ANE-V19 | YNH0000648 | 304889 | Datex-Ohmeda | AESTIVA/5 7900 | Vent Datex Aestiva | YTRL0300008OANA |  | AMRB00304 | H31562 | B1-CFU
YSC | 42 | YNH EPOR | AMOR 05 | 3-729 | N/A | Non-Fixed | x | YNH-ANE-M19 | YNH0000028 | 304890 | Datex-Ohmeda | S/5 Anesthesia Monitor | Monitor Datex S/5 | YTRL0300008OANA |  | 6853586 | H53617 | B1-CFT
YSC | 43 | YNH EPOR | AMOR 06 | 3-725 | N/A | Non-Fixed | x | YNH-ANE-V20 | YNH0000649 | 304891 | Datex-Ohmeda | AESTIVA | Vent Datex Aestiva | YTRL0300009OANA |  | AMRL00315 | H43216 | B1-CFU
YSC | 44 | YNH EPOR | AMOR 06 | 3-725 | N/A | Non-Fixed | x | YNH-ANE-M20 | YNH0000029 | 304892 | Datex-Ohmeda | S/5 Anesthesia Monitor | Monitor Datex S/5 | YTRL0300009OANA |  | 6208511 | H40768 | B1-CFT
YSC | 45 | YNH EPOR | AMOR 07 | 3-824 | N/A | Non-Fixed | x | YNH-ANE-V73 | YNH0000776 | 305072 | Datex-Ohmeda | AESTIVA/5 7900 | Vent Datex Aestiva | YTRL0300055OANA |  | AMRL00836 | H43640 | B1-CFU
YSC | 46 | YNH EPOR | AMOR 07 | 3-824 | N/A | Non-Fixed | x | YNH-ANE-M73 | YNH0000777 | 305073 | Datex-Ohmeda | S/5 Anesthesia Monitor | Monitor Datex S/5 | YTRL0300055OANA |  | 6190076 | H40759 | B1-CFT
YSC | 47 | YNH EPOR | AMOR 08 | 3-828 | N/A | Non-Fixed | x | YNH-ANE-V21 | YNH0000650 | 304893 | Datex-Ohmeda | AESTIVA/5 7900 | Vent Datex Aestiva | YTRL0300006OANA |  | AMRL00920 | H43641 | B1-CFU
YSC | 48 | YNH EPOR | AMOR 08 | 3-828 | N/A | Non-Fixed | x | YNH-ANE-M21 | YNH0000030 | 304894 | Datex-Ohmeda | S/5 Anesthesia Monitor | Monitor Datex S/5 | YTRL0300006OANA |  | 6216367 | H40743 | B1-CFT
YSC | 49 | YNH EPOR | AMOR 09 | 3-829 | N/A | Non-Fixed | x | YNH-ANE-V22 | YNH0000651 | 304895 | Datex-Ohmeda | AESTIVA/5 7900 | Vent Datex Aestiva | YTRL0300011OANA |  | AMRK0267 | H40468 | B1-CFU
YSC | 50 | YNH EPOR | AMOR 09 | 3-829 | N/A | Non-Fixed | x | YNH-ANE-M22 | YNH0000031 | 304896 | Datex-Ohmeda | S/5 Anesthesia Monitor | Monitor Datex S/5 | YTRL0300011OANA |  | 6216313 | H40758 | B1-CFT
YSC | 51 | YNH EPOR | AMOR 10 | 3-825 | N/A | Non-Fixed | x | YNH-ANE-V23 | YNH0000652 | 304897 | Datex-Ohmeda | AESTIVA/5 7900 | Vent Datex Aestiva | YTRL0300012OANA |  | AMRN00996 | H45814 | B1-CFU
YSC | 52 | YNH EPOR | AMOR 10 | 3-825 | N/A | Non-Fixed | x | YNH-ANE-M23 | YNH0000032 | 304898 | Datex-Ohmeda | S/5 Anesthesia Monitor | Monitor Datex S/5 | YTRL0300012OANA |  | 6216364 | H40757 | B1-CFT
YSC | 53 | YNH NPOR | NPOR 01 | NP3-204 | N/A | Non-Fixed | x | YNH-ANE-V24 | YNH0000653 | 304899 | Datex-Ohmeda | S/5 AVANCE | Vent Datex Avance | YTRL0300013OANA |  | ANBQ01220 | H49827 | B1-CFU
YSC | 54 | YNH NPOR | NPOR 01 | NP3-204 | N/A | Non-Fixed | x | YNH-ANE-M24 | YNH0000033 | 304900 | Datex-Ohmeda | S/5 Anesthesia Monitor | Monitor Datex S/5 | YTRL0300013OANA |  | 6760594 |  | B1-CFT
YSC | 55 | YNH NPOR | NPOR 02 | NP3-206 | N/A | Non-Fixed | x | YNH-ANE-V25 | YNH0000654 | 304901 | Datex-Ohmeda | S/5 AVANCE | Vent Datex Avance | YTRL0300014OANA |  | ANBP01527 | H48305 | B1-CFU
YSC | 56 | YNH NPOR | NPOR 02 | NP3-206 | N/A | Non-Fixed | x | YNH-ANE-M25 | YNH0000034 | 304902 | Datex-Ohmeda | S/5 Anesthesia Monitor | Monitor Datex S/5 | YTRL0300014OANA |  | 6651857 | H48304 | B1-CFT
YSC | 57 | YNH NPOR | NPOR 03 | NP3-207 | N/A | Non-Fixed | x | YNH-ANE-V26 | YNH0000655 | 304903 | Datex-Ohmeda | S/5 AVANCE | Vent Datex Avance | YTRL0300021OANA |  | ANBN01624 | H46719 | B1-CFU
YSC | 58 | YNH NPOR | NPOR 03 | NP3-207 | N/A | Non-Fixed | x | YNH-ANE-M26 | YNH0000035 | 304904 | Datex-Ohmeda | S/5 Anesthesia Monitor | Monitor Datex S/5 | YTRL0300021OANA |  | 6566589 | H46721 | B1-CFT
YSC | 59 | YNH NPOR | NPOR 04 | NP3-208 | N/A | Non-Fixed | x | YNH-ANE-V27 | YNH0000656 | 304905 | Datex-Ohmeda | S/5 AVANCE | Vent Datex Avance | YTRL0300016OANA |  | ANBN01622 | H46727 | B1-CFU
YSC | 60 | YNH NPOR | NPOR 04 | NP3-208 | N/A | Non-Fixed | x | YNH-ANE-M27 | YNH0000036 | 304906 | Datex-Ohmeda | S/5 Anesthesia Monitor | Monitor Datex S/5 | YTRL0300016OANA |  | 6589963 | H46726 | B1-CFT
YSC | 61 | YNH NPOR | NPOR 05 | NP3-209 | N/A | Non-Fixed | x | YNH-ANE-V28 | YNH0000657 | 304907 | Datex-Ohmeda | S/5 AVANCE | Vent Datex Avance | YTRL0300017OANA |  | ANBN01619 | H46725 | B1-CFU
YSC | 62 | YNH NPOR | NPOR 05 | NP3-209 | N/A | Non-Fixed | x | YNH-ANE-M28 | YNH0000037 | 304908 | Datex-Ohmeda | S/5 Anesthesia Monitor | Monitor Datex S/5 | YTRL0300017OANA |  | 6576531 | H46724 | B1-CFT
YSC | 63 | YNH NPOR | NPOR 06 | NP3-210 | N/A | Non-Fixed | x | YNH-ANE-V29 | YNH0000658 | 304909 | Datex-Ohmeda | S/5 AVANCE | Vent Datex Avance | YTRL0300018OANA |  | ANBN01623 | H46723 | B1-CFU
YSC | 64 | YNH NPOR | NPOR 06 | NP3-210 | N/A | Non-Fixed | x | YNH-ANE-M29 | YNH0000038 | 304910 | Datex-Ohmeda | S/5 Anesthesia Monitor | Monitor Datex S/5 | YTRL0300018OANA |  | 6566597 | H46722 | B1-CFT
YSC | 65 | YNH NPOR | NPOR 07 | NP3-211 | N/A | Non-Fixed | x | YNH-ANE-V30 | YNH0000659 | 304911 | Datex-Ohmeda | S/5 AVANCE | Vent Datex Avance | YTRL0300015OANA |  | ANBN01567 | H46799 | B1-CFU
YSC | 66 | YNH NPOR | NPOR 07 | NP3-211 | N/A | Non-Fixed | x | YNH-ANE-M30 | YNH0000039 | 304912 | Datex-Ohmeda | S/5 Anesthesia Monitor | Monitor Datex S/5 | YTRL0300015OANA |  | 6589961 | H46718 | B1-CFT
YSC | 67 | YNH NPOR | NPOR 08 | NP3-212 | N/A | Non-Fixed | x | YNH-ANE-V31 | YNH0000660 | 304913 | Datex-Ohmeda | S/5 AVANCE | Vent Datex Avance | YTRL0300020OANA |  | ANBQ01102 | H49826 | B1-CFU
YSC | 68 | YNH NPOR | NPOR 08 | NP3-212 | N/A | Non-Fixed | x | YNH-ANE-M31 | YNH0000040 | 304914 | Datex-Ohmeda | S/5 Anesthesia Monitor | Monitor Datex S/5 | YTRL0300020OANA |  | 6216299 | H40733 | B1-CFT
YSC | 69 | YNH NPOR | NPOR 09 | NP3-214 | N/A | Non-Fixed | N/A | YNH-ANE-V32 | YNH0000661 | 304915 | Datex-Ohmeda | AESTIVA/5 7900 | Vent Datex Aestiva | YTRL0302MRIOANA |  | AMTP00187 | H47790 | B1-CFU
YSC | 70 | YNH NPOR | NPOR 09 | NP3-217 | N/A | Non-Fixed | N/A | YNH-ANE-M32 | YNH0000042 | 304916 | Invivo Research Inc. | PRECESS PCM | Monitor Invivo Precess | YTRL0302MRIOANA |  | US00200415 | H47782 | B1-CFA | In Control Room for NP3-214
YSC | 71 | YNH NPOR | NPOR 10 | NP3-216 | N/A | Non-Fixed | N/A | YNH-ANE-V33 | YNH0000662 | 304917 | Datex-Ohmeda | AESTIVA/5 7900 | Vent Datex Aestiva | YTRL0303MRIOANA | 4.8 | AMTP00188 | H47791 | B1-CFU
YSC | 72 | YNH NPOR | NPOR 10 | NP3-217 | N/A | Non-Fixed | N/A | YNH-ANE-M33 | YNH0000044 | 304918 | Invivo Research Inc. | PRECESS PCM | Monitor Invivo Precess | YTRL0303MRIOANA |  | US00200319 | H47919 | B1-CFA | In Control Room for NP3-216
YSC | 73 | YNH NPOR | NPOR 11 | NP3-223 | N/A | Non-Fixed | x | YNH-ANE-V34 | YNH0000663 | 304919 | Datex-Ohmeda | S/5 AVANCE | Vent Datex Avance | YTRL0300019OANA |  | ANBN01521 | H46720 | B1-CFU
YSC | 74 | YNH NPOR | NPOR 11 | NP3-223 | N/A | Non-Fixed | x | YNH-ANE-M34 | YNH0000045 | 304920 | Datex-Ohmeda | S/5 Anesthesia Monitor | Monitor Datex S/5 | YTRL0300019OANA |  | 6566589 | H46734 | B1-CFT
YSC | 75 | YNH NPOR | NPOR 12 | NP3-225 | N/A | Non-Fixed | x | YNH-ANE-V35 | YNH0000664 | 304921 | Datex-Ohmeda | S/5 AVANCE | Vent Datex Avance | YTRL0300022OANA |  |  | H49825 | B1-CFU
YSC | 76 | YNH NPOR | NPOR 12 | NP3-225 | N/A | Non-Fixed | x | YNH-ANE-M35 | YNH0000046 | 304922 | Datex-Ohmeda | S/5 Anesthesia Monitor | Monitor Datex S/5 | YTRL0300022OANA |  | 6208593 | H40754 | B1-CFT
YSC | 77 | YNH NPOR | NP Spare | Spare | N/A | Non-Fixed | x | YNH-ANE-V74 | YNH0000779 | 305249 | Datex-Ohmeda | S/5 AVANCE | Vent Datex Avance | YANESTHESIAM074 |  | ANBQ01103 | H53716 | B1-CFU
YSC | 78 | YNH NPOR | NP Spare | Spare | N/A | Non-Fixed | x | YNH-ANE-M74 | YNH0000780 | 305250 | Datex-Ohmeda | S/5 Anesthesia Monitor | Monitor Datex S/5 | YANESTHESIAM074 |  | 6216304 | H42651 | B1-CFT
YSC | 79 | YNH SPOR | SPOR 01 | 3-220 | N/A | Non-Fixed | x | YNH-ANE-V37 | YNH0000666 | 304925 | Datex-Ohmeda | AESTIVA/5 7900 | Vent Datex Aestiva | YTRL0300024OANA |  | AMRK02076 | H40413 | B1-CFU
YSC | 80 | YNH SPOR | SPOR 01 | 3-220 | N/A | Non-Fixed | x | YNH-ANE-M37 | YNH0000048 | 304926 | Datex-Ohmeda | S/5 Anesthesia Monitor | Monitor Datex S/5 | YTRL0300024OANA |  | 6216308 | H40735 | B1-CFT
YSC | 81 | YNH SPOR | SPOR 02 | 3-224 | N/A | Non-Fixed | x | YNH-ANE-V38 | YNH0000667 | 304927 | Datex-Ohmeda | AESTIVA/5 7900 | Vent Datex Aestiva | YTRL0300025OANA |  | AMRK02068 | H40471 | B1-CFU
YSC | 82 | YNH SPOR | SPOR 02 | 3-224 | N/A | Non-Fixed | x | YNH-ANE-M38 | YNH0000049 | 304928 | Datex-Ohmeda | S/5 Anesthesia Monitor | Monitor Datex S/5 | YTRL0300025OANA |  | 6208577 | H40766 | B1-CFT
YSC | 83 | YNH SPOR | SPOR 04 | 3-219 | N/A | Non-Fixed | x | YNH-ANE-V41 | YNH0000670 | 304933 | Datex-Ohmeda | AESTIVA/5 7900 | Vent Datex Aestiva | YTRL0300028OANA |  | AMRK02079 | H40414 | B1-CFU
YSC | 84 | YNH SPOR | SPOR 04 | 3-219 | N/A | Non-Fixed | x | YNH-ANE-M41 | YNH0000052 | 304934 | Datex-Ohmeda | S/5 Anesthesia Monitor | Monitor Datex S/5 | YTRL0300028OANA |  | 6208411 | H40761 | B1-CFT
YSC | 85 | YNH SPOR | SPOR 05 | 3-223 | N/A | Non-Fixed | x | YNH-ANE-V40 | YNH0000669 | 304931 | Datex-Ohmeda | AESTIVA/5 7900 | Vent Datex Aestiva | YTRL0300027OANA |  | AMRK02064 | H40338 | B1-CFU
YSC | 86 | YNH SPOR | SPOR 05 | 3-223 | N/A | Non-Fixed | x | YNH-ANE-M40 | YNH0000051 | 304932 | Datex-Ohmeda | S/5 Anesthesia Monitor | Monitor Datex S/5 | YTRL0300027OANA |  | 6216349 | H40737 | B1-CFT
YSC | 87 | YNH SPOR | SPOR 06 | 3-226 | N/A | Non-Fixed | x | YNH-ANE-V39 | YNH0000668 | 304929 | Datex-Ohmeda | AESTIVA/5 7900 | Vent Datex Aestiva | YTRL0300026OANA |  | AMRK02075 | H40470 | B1-CFU
YSC | 88 | YNH SPOR | SPOR 06 | 3-226 | N/A | Non-Fixed | x | YNH-ANE-M39 | YNH0000050 | 304930 | Datex-Ohmeda | S/5 Anesthesia Monitor | Monitor Datex S/5 | YTRL0300026OANA |  | 6216217 | H40749 | B1-CFT
YSC | 89 | YNH SPOR | SPOR 07 | 3-202 | N/A | Non-Fixed | x | YNH-ANE-V43 | YNH0000672 | 304937 | Datex-Ohmeda | AESTIVA/5 7900 | Vent Datex Aestiva | YTRL0300038OANA |  | AMRK02073 | H40410 | B1-CFU
YSC | 90 | YNH SPOR | SPOR 07 | 3-202 | N/A | Non-Fixed | x | YNH-ANE-M43 | YNH0000054 | 304938 | Datex-Ohmeda | S/5 Anesthesia Monitor | Monitor Datex S/5 | YTRL0300038OANA |  | 6208540 | H40765 | B1-CFT
YSC | 91 | YNH SPOR | SPOR 08 | 3-206 | N/A | Non-Fixed | x | YNH-ANE-V42 | YNH0000671 | 304935 | Datex-Ohmeda | AESTIVA/5 7900 | Vent Datex Aestiva | YTRL0300029OANA |  | AMRE01189 | H31566 | B1-CFU
YSC | 92 | YNH SPOR | SPOR 08 | 3-206 | N/A | Non-Fixed | x | YNH-ANE-M42 | YNH0000053 | 304936 | Datex-Ohmeda | S/5 Anesthesia Monitor | Monitor Datex S/5 | YTRL0300029OANA |  | 6216319 | H40727 | B1-CFT
YSC | 93 | YNH SPOR | SPOR 09 | 3-208 | N/A | Non-Fixed | x | YNH-ANE-V48 | YNH0000677 | 304947 | Datex-Ohmeda | AESTIVA/5 7900 | Vent Datex Aestiva | YTRL0300035OANA |  | AMRK02077 | H40415 | B1-CFU
YSC | 94 | YNH SPOR | SPOR 09 | 3-208 | N/A | Non-Fixed | x | YNH-ANE-M48 | YNH0000059 | 304948 | Datex-Ohmeda | S/5 Anesthesia Monitor | Monitor Datex S/5 | YTRL0300035OANA |  | 6208567 | H40736 | B1-CFT
YSC | 95 | YNH SPOR | SPOR 10 | 3-201 | N/A | Non-Fixed | x | YNH-ANE-V36 | YNH0000665 | 304923 | Datex-Ohmeda | AESTIVA | Vent Datex Aestiva | YTRL0300023OANA |  | AMRL00540 | H42318 | B1-CFU
YSC | 96 | YNH SPOR | SPOR 10 | 3-201 | N/A | Non-Fixed | x | YNH-ANE-M36 | YNH0000047 | 304924 | Datex-Ohmeda | S/5 Anesthesia Monitor | Monitor Datex S/5 | YTRL0300023OANA |  | 6216358 | H40747 | B1-CFT
YSC | 97 | YNH SPOR | SPOR 11 | Spare | N/A | Non-Fixed | x | YNH-ANE-V75 | YNH0000781 | 305251 | Datex-Ohmeda | S/5 AVANCE | Vent Datex Avance | YANESTHESIAM075 |  |  |  | B1-CFU | Zeego Room
YSC | 98 | YNH SPOR | SPOR 11 | Spare | N/A | Non-Fixed | x | YNH-ANE-M75 | YNH0000782 | 305252 | Datex-Ohmeda | S/5 Anesthesia Monitor | Monitor Datex S/5 | YANESTHESIAM075 |  |  |  | B1-CFT | Zeego Room
YSC | 99 | YNH SPOR | SPOR 12 | 3-306 | N/A | Non-Fixed | x | YNH-ANE-V45 | YNH0000674 | 304941 | Datex-Ohmeda | AESTIVA/5 7900 | Vent Datex Aestiva | YTRL0300032OANA |  | AMRK02072 | H40474 | B1-CFU
YSC | 100 | YNH SPOR | SPOR 12 | 3-306 | N/A | Non-Fixed | x | YNH-ANE-M45 | YNH0000056 | 304942 | Datex-Ohmeda | S/5 Anesthesia Monitor | Monitor Datex S/5 | YTRL0300032OANA |  | 6226711 | H40763 | B1-CFT
YSC | 101 | YNH SPOR | SPOR 13 | 3-310 | N/A | Non-Fixed | x | YNH-ANE-V46 | YNH0000675 | 304943 | Datex-Ohmeda | AESTIVA/5 7900 | Vent Datex Aestiva | YTRL0300033OANA |  | AMRH01903 | H35954 | B1-CFU
YSC | 102 | YNH SPOR | SPOR 13 | 3-310 | N/A | Non-Fixed | x | YNH-ANE-M46 | YNH0000057 | 304944 | Datex-Ohmeda | S/5 Anesthesia Monitor | Monitor Datex S/5 | YTRL0300033OANA |  | 6226716 | H40744 | B1-CFT
YSC | 103 | YNH SPOR | SPOR 14 | 3-312 | N/A | Non-Fixed | x | YNH-ANE-V47 | YNH0000676 | 304945 | Datex-Ohmeda | AESTIVA/5 7900 | Vent Datex Aestiva | YTRL0300034OANA |  | AMRK02066 | H40411 | B1-CFU
YSC | 104 | YNH SPOR | SPOR 14 | 3-312 | N/A | Non-Fixed | x | YNH-ANE-M47 | YNH0000058 | 304946 | Datex-Ohmeda | S/5 Anesthesia Monitor | Monitor Datex S/5 | YTRL0300034OANA |  | 6216300 | H40745 | B1-CFT
YSC | 105 | YNH SPOR | SPOR 15 | 3-316 | N/A | Non-Fixed | x | YNH-ANE-V44 | YNH0000673 | 304939 | Datex-Ohmeda | AESTIVA/5 7900 | Vent Datex Aestiva | YTRL0300031OANA |  | AMRH01905 | H35955 | B1-CFU
YSC | 106 | YNH SPOR | SPOR 15 | 3-316 | N/A | Non-Fixed | x | YNH-ANE-M44 | YNH0000055 | 304940 | Datex-Ohmeda | S/5 Anesthesia Monitor | Monitor Datex S/5 | YTRL0300031OANA |  | 6216318 | H40728 | B1-CFT
YSC | 107 | YNH SPOR | SPOR 16 | 3-321 | N/A | Non-Fixed | x | YNH-ANE-V49 | YNH0000678 | 304949 | Datex-Ohmeda | AESTIVA/5 7900 | Vent Datex Aestiva | YTRL0300036OANA |  | AMRK02074 | H40416 | B1-CFU
YSC | 108 | YNH SPOR | SPOR 16 | 3-321 | N/A | Non-Fixed | x | YNH-ANE-M49 | YNH0000060 | 304950 | Datex-Ohmeda | S/5 Anesthesia Monitor | Monitor Datex S/5 | YTRL0300036OANA |  | 6216342 | H40738 | B1-CFT
YSC | 109 | YNH SPOR | SPOR 17 | 3-327 | N/A | Non-Fixed | x | YNH-ANE-V50 | YNH0000679 | 304951 | Datex-Ohmeda | AESTIVA | Vent Datex Aestiva | YTRL0300037OANA |  | AMRE01190 | H31567 | B1-CFU
YSC | 110 | YNH SPOR | SPOR 17 | 3-327 | N/A | Non-Fixed | x | YNH-ANE-M50 | YNH0000061 | 304952 | Datex-Ohmeda | S/5 Anesthesia Monitor | Monitor Datex S/5 | YTRL0300037OANA |  | 6208583 | H40725 | B1-CFT
YSC | 111 | YNH SPOR | SPOR 18 | 3-331 | N/A | Non-Fixed | x | YNH-ANE-V51 | YNH0000680 | 304953 | Datex-Ohmeda | AESTIVA/5 7900 | Vent Datex Aestiva | YTRL0300030OANA |  | AMRK02070 | H40473 | B1-CFU
YSC | 112 | YNH SPOR | SPOR 18 | 3-331 | N/A | Non-Fixed | x | YNH-ANE-M51 | YNH0000062 | 304954 | Datex-Ohmeda | S/5 Anesthesia Monitor | Monitor Datex S/5 | YTRL0300030OANA |  | 6208539 | H40750 | B1-CFT
YSC | 113 | YNH SPOR | SPOR 19 | 3-322 | N/A | Non-Fixed | x | YNH-ANE-V52 | YNH0000681 | 304955 | Datex-Ohmeda | AESTIVA | Vent Datex Aestiva | YTRL0300039OANA |  | AMRF03174 | H34293 | B1-CFU
YSC | 114 | YNH SPOR | SPOR 19 | 3-322 | N/A | Non-Fixed | x | YNH-ANE-M52 | YNH0000063 | 304956 | Datex-Ohmeda | S/5 Anesthesia Monitor | Monitor Datex S/5 | YTRL0300039OANA |  | 6226712 | H40731 | B1-CFT
YSC | 115 | YNH SPOR | SPOR 20 | 3-326 | N/A | Non-Fixed | x | YNH-ANE-V53 | YNH0000682 | 304957 | Datex-Ohmeda | AESTIVA | Vent Datex Aestiva | YTRL0300040OANA |  | AMRE01194 | H31568 | B1-CFU
YSC | 116 | YNH SPOR | SPOR 20 | 3-326 | N/A | Non-Fixed | x | YNH-ANE-M53 | YNH0000064 | 304958 | Datex-Ohmeda | S/5 Anesthesia Monitor | Monitor Datex S/5 | YTRL0300040OANA |  | 6216224 | H40741 | B1-CFT
YSC | 117 | YNH SPOR | SPOR 21 | 3-330 | N/A | Non-Fixed | x | YNH-ANE-V54 | YNH0000683 | 304959 | Datex-Ohmeda | AESTIVA | Vent Datex Aestiva | YTRL0300041OANA |  | AMRF03175 | H34294 | B1-CFU
YSC | 118 | YNH SPOR | SPOR 21 | 3-330 | N/A | Non-Fixed | x | YNH-ANE-M54 | YNH0000065 | 304960 | Datex-Ohmeda | S/5 Anesthesia Monitor | Monitor Datex S/5 | YTRL0300041OANA |  | 6208571 | H40767 | B1-CFT
YSC | 119 | YNH SPOR | SPOR Back Hallway | TBD | N/A | Non-Fixed | x | YNH-ANE-V55 | YNH0000684 | 304961 | Datex-Ohmeda | AESTIVA/5 7900 | Vent Datex Aestiva | YTRL0300057OANA |  | AMRN00707 | H45728 | B1-CFU
YSC | 120 | YNH SPOR | SPOR Back Hallway | TBD | N/A | Non-Fixed | x | YNH-ANE-M55 | YNH0000685 | 304962 | Datex-Ohmeda | S/5 Anesthesia Monitor | Monitor Datex S/5 | YTRL0300057OANA |  | 6115833 | H45729 | B1-CFT
YSC | 121 | YNH SPOR | SPOR Back Hallway | TBD | N/A | Non-Fixed | x | YNH-ANE-V66 | YNH0000696 | 304983 | Datex-Ohmeda | AESTIVA/5 7900 | Vent Datex Aestiva | YTRL0300056OANA |  | AMRK02065 | H40475 | B1-CFU
YSC | 122 | YNH SPOR | SPOR Back Hallway | TBD | N/A | Non-Fixed | x | YNH-ANE-M66 | YNH0000697 | 304984 | Datex-Ohmeda | S/5 Anesthesia Monitor | Monitor Datex S/5 | YTRL0300056OANA |  | 6216309 | H40742 | B1-CFT
YSC | 123 | YNH WP 4 LABOR & DELIVERY | L&D OR1 | WP-481 | N/A | Non-Fixed | x | YNH-ANE-V56 | YNH0000686 | 304963 | Datex-Ohmeda | AESTIVA/5 7900 | Vent Datex Aestiva | YTRL0300042OANA |  | AMRK00421 | H42388 | B1-CFU
YSC | 124 | YNH WP 4 LABOR & DELIVERY | L&D OR1 | WP-481 | N/A | Non-Fixed | x | YNH-ANE-M56 | YNH0000066 | 304964 | Datex-Ohmeda | S/5 Anesthesia Monitor | Monitor Datex S/5 | YTRL0300042OANA |  | 6208547 | H40751 | B1-CFT | Gas Module does CO2
YSC | 125 | YNH WP 4 LABOR & DELIVERY | L&D OR2 | WP-480 | N/A | Non-Fixed | x | YNH-ANE-V57 | YNH0000687 | 304965 | Datex-Ohmeda | AESTIVA/5 7900 | Vent Datex Aestiva | YTRL0300043OANA |  | AMRL00300 | H42387 | B1-CFU
YSC | 126 | YNH WP 4 LABOR & DELIVERY | L&D OR2 | WP-480 | N/A | Non-Fixed | x | YNH-ANE-M57 | YNH0000067 | 304966 | Datex-Ohmeda | S/5 Anesthesia Monitor | Monitor Datex S/5 | YTRL0300043OANA |  | 6216303 | H40726 | B1-CFT | Gas Module does CO2
YSC | 127 | YNH WP 4 LABOR & DELIVERY | L&D OR3 | WP-479 | N/A | Non-Fixed | x | YNH-ANE-V58 | YNH0000688 | 304967 | Datex-Ohmeda | AESTIVA/5 7900 | Vent Datex Aestiva | YTRL0300044OANA |  | AMRL00301 | H42389 | B1-CFU
YSC | 128 | YNH WP 4 LABOR & DELIVERY | L&D OR3 | WP-479 | N/A | Non-Fixed | x | YNH-ANE-M58 | YNH0000068 | 304968 | Datex-Ohmeda | S/5 Anesthesia Monitor | Monitor Datex S/5 | YTRL0300044OANA |  | 6226721 | H40730 | B1-CFT | Gas Module does CO2
YSC | 129 | YNH PEDI INVASIVE CARDIOLOGY | Pedi-Cath | 2-269 | N/A | Non-Fixed | x | YNH-ANE-V59 | YNH0000689 | 304969 | Datex-Ohmeda | AESTIVA/5 7900 | Vent Datex Aestiva | YTRL0300045OANA |  | AMRH01902 | H35948 | B1-CFU | Originally found in WP-364, WP OR6
YSC | 130 | YNH PEDI INVASIVE CARDIOLOGY | Pedi-Cath | 2-269 | N/A | Non-Fixed | x | YNH-ANE-M59 | YNH0000069 | 304970 | Datex-Ohmeda | S/5 Anesthesia Monitor | Monitor Datex S/5 | YTRL0300045OANA |  | 6205868 | H40752 | B1-CFT
YSC | 131 | YNH WPOR | WPOR 01 | WP-372 | N/A | Non-Fixed | x | YNH-ANE-V60 | YNH0000690 | 304971 | Datex-Ohmeda | S/5 AVANCE | Vent Datex Avance | YTRL0300046OANA |  | ANBR01150 | H53587 | B1-CFU
YSC | 132 | YNH WPOR | WPOR 01 | WP-372 | N/A | Non-Fixed | x | YNH-ANE-M60 | YNH0000070 | 304972 | Datex-Ohmeda | S/5 Anesthesia Monitor | Monitor Datex S/5 | YTRL0300046OANA |  | 6208565 | H40739 | B1-CFT
YSC | 133 | YNH WPOR | WPOR 02 | WP-369 | N/A | Non-Fixed | x | YNH-ANE-V61 | YNH0000691 | 304973 | Datex-Ohmeda | AESTIVA | Vent Datex Aestiva | YTRL0300047OANA |  | AMRF03173 | H34292 | B1-CFU
YSC | 134 | YNH WPOR | WPOR 02 | WP-369 | N/A | Non-Fixed | x | YNH-ANE-M61 | YNH0000071 | 304974 | Datex-Ohmeda | S/5 Anesthesia Monitor | Monitor Datex S/5 | YTRL0300047OANA |  | 6216306 | H40756 | B1-CFT
YSC | 135 | YNH WPOR | WPOR 03 | WP-368 | N/A | Non-Fixed | x | YNH-ANE-V62 | YNH0000692 | 304975 | Datex-Ohmeda | S/5 AVANCE | Vent Datex Aestiva | YTRL0300048OANA |  | ANBQ01106 | H53240 | B1-CFU
YSC | 136 | YNH WPOR | WPOR 03 | WP-368 | N/A | Non-Fixed | x | YNH-ANE-M62 | YNH0000072 | 304976 | Datex-Ohmeda | S/5 Anesthesia Monitor | Monitor Datex S/5 | YTRL0300048OANA |  | 6216223 | H40760 | B1-CFT
YSC | 137 | YNH WPOR | WPOR 04 | WP-366 | N/A | Non-Fixed | x | YNH-ANE-V63 | YNH0000693 | 304977 | Datex-Ohmeda | AESTIVA/5 7900 | Vent Datex Aestiva | YTRL0300049OANA |  | AMRK02063 | H40472 | B1-CFU
YSC | 138 | YNH WPOR | WPOR 04 | WP-366 | N/A | Non-Fixed | x | YNH-ANE-M63 | YNH0000073 | 304978 | Datex-Ohmeda | S/5 Anesthesia Monitor | Monitor Datex S/5 | YTRL0300049OANA |  | 6208561 | H40740 | B1-CFT
YSC | 139 | YNH WPOR | WPOR 05 | WP-365 | N/A | Non-Fixed | x | YNH-ANE-V64 | YNH0000694 | 304979 | Datex-Ohmeda | AESTIVA/5 7900 | Vent Datex Aestiva | YTRL0300050OANA |  | AMRK02071 | H40412 | B1-CFU
YSC | 140 | YNH WPOR | WPOR 05 | WP-365 | N/A | Non-Fixed | x | YNH-ANE-M64 | YNH0000074 | 304980 | Datex-Ohmeda | S/5 Anesthesia Monitor | Monitor Datex S/5 | YTRL0300050OANA |  | 6208436 | H40764 | B1-CFT
YSC | 141 | YNH WPOR | WPOR 06 | WP-364 | N/A | Non-Fixed | x | YNH-ANE-V65 | YNH0000695 | 304981 | Datex-Ohmeda | AESTIVA/5 7900 | Vent Datex Aestiva | YTRL0300051OANA |  | AMRH01904 | H35947 | B1-CFU
YSC | 142 | YNH WPOR | WPOR 06 | WP-364 | N/A | Non-Fixed | x | YNH-ANE-M65 | YNH0000075 | 304982 | Datex-Ohmeda | S/5 Anesthesia Monitor | Monitor Datex S/5 | YTRL0300051OANA |  | 6208507 | H40762 | B1-CFT
YSC | 143 | YNH INTERVENTIONAL RAD | DIIR | 2-314 | N/A | Non-Fixed | x | YNH-ANE-V67 | YNH0000698 | 304985 | Datex-Ohmeda | AESTIVA | Vent Datex Aestiva | YTRL0300052OANA |  | AMRD00396 | H31889 | B1-CFU
YSC | 144 | YNH INTERVENTIONAL RAD | DIIR | 2-314 | N/A | Non-Fixed | x | YNH-ANE-M67 | YNH0000076 | 304986 | Datex-Ohmeda | S/5 Anesthesia Monitor | Monitor Datex S/5 | YTRL0300052OANA |  | 6216366 | H40732 | B1-CFT
YSC | 145 | YNH CATH/EP | EP LAB | 2-420 | N/A | Non-Fixed | x | YNH-ANE-V68 | YNH0000699 | 304987 | Datex-Ohmeda | AESTIVA/5 7900 | Vent Datex Aestiva | YTRL0300053OANA |  | AMRN00706 | H45726 | B1-CFU
YSC | 146 | YNH CATH/EP | EP LAB | 2-420 | N/A | Non-Fixed | x | YNH-ANE-M68 | YNH0000077 | 304988 | Datex-Ohmeda | S/5 Anesthesia Monitor | Monitor Datex S/5 | YTRL0300053OANA |  | 6121391 | H45725 | B1-CFT
YSC | 147 | YNH CATH/EP | EP LAB | 2-311 | N/A | Non-Fixed | x | YNH-ANE-V69 | YNH0000700 | 304989 | Datex-Ohmeda | AESTIVA/5 7900 | Vent Datex Aestiva | YTRL0300059OANA |  | AMRN00705 | H45740 | B1-CFU
YSC | 148 | YNH CATH/EP | EP LAB | 2-311 | N/A | Non-Fixed | x | YNH-ANE-M69 | YNH0000078 | 304990 | Datex-Ohmeda | S/5 Anesthesia Monitor | Monitor Datex S/5 | YTRL0300059OANA |  | 6104836 | H45741 | B1-CFT
YSC | 149 | YMG SMILOW RADIATION ONCOLOGY | Assorted |  | N/A | Non-Fixed |  | YNH-ANE-V71 | YNH0000778 | 305074 | Datex-Ohmeda | AESTIVA/5 7900 | Vent Datex Aestiva | N/A |  | AMRK02069 | H40467 | B1-CFU
YSC | 150 | YMG SMILOW RADIATION ONCOLOGY | Room C | NPLL-408 | N/A | Non-Fixed |  | YNH-ANE-M71 | YNH0000701 | 304994 | Datex-Ohmeda | S/5 Anesthesia Monitor | Monitor Datex S/5 | YTRL0300054OANA |  | 6621512 | H48178 | B1-CFT
YSC | 151 | YNH ECT LVB | Treatment | LV B08 | N/A | Non-Fixed | N/A | YNH-ECT LVB-M05 | YNH0000714 | 305007 | Philips Medical | Intellivue MP50 | Monitor Philips IntelliVue | YYPHBBLVB08CWMC |  | DE44037115 | H42204 | B1-CFW
YSC | 152 |  | Spare |  | N/A | Non-Fixed |  | YNH-ANE-V76 | YNH0000793 | 306473 | Datex-Ohmeda | S/5 AVANCE CS2 | Vent Datex Avance | YANESTHESIAM076 |  |  |  | B1-CFU
YSC | 153 |  | Spare |  | N/A | Non-Fixed |  | YNH-ANE-M76 | YNH0000794 | 306474 | Datex-Ohmeda | S/5 Anesthesia Monitor | Monitor Datex S/5 | YANESTHESIAM076 |  |  |  | B1-CFT
YSC | 154 |  | Spare |  | N/A | Non-Fixed | x | YNH-ANE-V77 | YNH0000795 | 306475 | Datex-Ohmeda | S/5 AVANCE CS2 | Vent Datex Avance | YANESTHESIAM077 |  |  |  | B1-CFU
YSC | 155 |  | Spare |  | N/A | Non-Fixed | x | YNH-ANE-M77 | YNH0000796 | 306476 | Datex-Ohmeda | S/5 Anesthesia Monitor | Monitor Datex S/5 | YANESTHESIAM077 |  |  |  | B1-CFT
YSC | 156 |  | Spare |  | N/A | Non-Fixed | x | YNH-ANE-V78 | YNH0000797 | 306477 | Datex-Ohmeda | S/5 AVANCE CS2 | Vent Datex Avance | YANESTHESIAM078 |  |  |  | B1-CFU
YSC | 157 |  | Spare |  | N/A | Non-Fixed | x | YNH-ANE-M78 | YNH0000798 | 306478 | Datex-Ohmeda | S/5 Anesthesia Monitor | Monitor Datex S/5 | YANESTHESIAM078 |  |  |  | B1-CFT
YSC | 158 | YNH NPOR | MRI Garage |  | N/A | Non-Fixed | N/A | YNH-ANE-V79 | YNH0000800 | 306420 | Datex-Ohmeda | AESTIVA/5 7900 | Vent Datex Aestiva | YANESTHESIAM079 |  |  |  | B1-CFU | MRI Compatible
YSC | 159 | YNH NPOR | MRI Garage |  | N/A | Non-Fixed | N/A | YNH-ANE-M79 | YNH0000801 | 306421 | Invivo Research Inc. | Expression | Monitor Invivo Expression | YANESTHESIAM079 |  |  |  | B1-CFA
YSC | 160 | YNH SPOR | SPOR 8 |  | N/A | Non-Fixed | N/A | YNH-ANE-V80 | YNH0000828 | 306464 | Datex-Ohmeda | S/5 AVANCE CS2 | Vent Datex Avance | YANESTHESIAM080 |  |  |  | B1-CFU
YSC | 161 | YNH SPOR | SPOR 8 |  | N/A | Non-Fixed | N/A | YNH-ANE-M80 | YNH0000829 | 306469 | GE Carescape | CARESCAPE B850 | Monitor GE Carescape | YANESTHESIAM080 |  |  |  | USB + B1-CAB
YSC | 162 | YNH SPOR | SPOR 12 |  | N/A | Non-Fixed | N/A | YNH-ANE-V81 | YNH0000830 | 306470 | Datex-Ohmeda | S/5 AVANCE CS2 | Vent Datex Avance | YANESTHESIAM081 |  |  |  | B1-CFU
YSC | 163 | YNH SPOR | SPOR 12 |  | N/A | Non-Fixed | N/A | YNH-ANE-M81 | YNH0000831 | 306471 | GE Carescape | CARESCAPE B850 | Monitor Datex S/5 | YANESTHESIAM081 |  |  |  | USB + B1-CAB
YSC | 164 | YNH SMILOW MRI | WP2 Pedi MRI | WP2-272 | N/A | Non-Fixed | N/A | YNH-ANE-V82 | YNH0000859 | 306607 | Datex-Ohmeda | AESTIVA/5 7900 | Vent Datex Aestiva | N/A |  |  |  | B1-CFU | MRI Compatible
YSC | 165 | YNH SMILOW MRI | WP2 Pedi MRI | WP2-272 | N/A | Non-Fixed | N/A | YNH-ANE-M82 | YNH0000860 | 306608 | Invivo Research Inc. | Expression | Monitor Invivo Expression | N/A |  |  |  | B1-CFA
YSC | 166 | YNH SPOR | OR 03 |  | N/A | Non-Fixed | x | YNH-ANE-V83 | YNH0000994 | 305352 | Datex-Ohmeda | S/5 AVANCE CS2 | Vent Datex Avance | YANESTHESIAM083 |  |  |  | B1-CFU
YSC | 167 | YNH SPOR | OR 03 |  | N/A | Non-Fixed | x | YNH-ANE-M83 | YNH0000993 | 305351 | Datex-Ohmeda | S/5 Anesthesia Monitor | Monitor Datex S/5 | YANESTHESIAM083 |  |  |  | B1-CFT
YSC | 168 | YNH SPOR | OR 10 |  | N/A | Non-Fixed | x | YNH-ANE-V84 | YNH0000996 | 305354 | Datex-Ohmeda | S/5 AVANCE CS2 | Vent Datex Avance | YANESTHESIAM084 |  |  |  | B1-CFU
YSC | 169 | YNH SPOR | OR 10 |  | N/A | Non-Fixed | x | YNH-ANE-M84 | YNH0000995 | 305353 | Datex-Ohmeda | S/5 Anesthesia Monitor | Monitor Datex S/5 | YANESTHESIAM084 |  |  |  | B1-CFT
YSC | 170 | YNH SPOR | Spare |  | N/A | Non-Fixed | x | YNH-ANE-V85 | YNH0000998 | 305640 | Datex-Ohmeda | S/5 AVANCE CS2 | Vent Datex Avance | YANESTHESIAM085 |  |  |  | B1-CFU
YSC | 171 | YNH SPOR | Spare |  | N/A | Non-Fixed | x | YNH-ANE-M85 | YNH0000997 | 305639 | Datex-Ohmeda | S/5 Anesthesia Monitor | Monitor Datex S/5 | YANESTHESIAM085 |  |  |  | B1-CFT
YSC | 172 | YNH SPOR | Spare |  | N/A | Non-Fixed | x | YNH-ANE-V86 | YNH0001000 | 305638 | Datex-Ohmeda | S/5 AVANCE CS2 | Vent Datex Avance | YANESTHESIAM086 |  | 70453732 | H60276 | B1-CFU
YSC | 173 | YNH SPOR | Spare |  | N/A | Non-Fixed | x | YNH-ANE-M86 | YNH0000999 | 305637 | Datex-Ohmeda | S/5 Anesthesia Monitor | Monitor Datex S/5 | YANESTHESIAM086 |  | M1019PN6310366 |  | B1-CFT
YSC | 174 | YNH SPOR | Spare |  | N/A | Non-Fixed | x | YNH-ANE-V87 | YNH0001002 | 305635 | Datex-Ohmeda | S/5 AVANCE CS2 | Vent Datex Avance | YANESTHESIAM087 |  |  |  | B1-CFU | Attached to the #87 anesthesia machine
YSC | 175 | YNH SPOR | Spare |  | N/A | Non-Fixed | x | YNH-ANE-M87 | YNH0001001 | 305636 | Datex-Ohmeda | S/5 Anesthesia Monitor | Monitor Datex S/5 | YANESTHESIAM087 |  |  |  | B1-CFT

## Respiratory
Hosp | # | Epic Departments | Fixed/Non Fixed | EPIC Device Name | DIM | Dev. | EPIC Device Type | Description | Firmware Version | Serial # | Asset # | Device Serial Cable Part # | Notes
BH | 1 | BH RESPIRATORY THERAPY | Non-Fixed | BH-AVEA01 | BH00000047 | 304351 | Vent Viasys Avea | VENTILATOR | 3.9A | AGV01155 | 15588 | B1-CFP
BH | 2 | BH RESPIRATORY THERAPY | Non-Fixed | BH-AVEA02 | BH00000048 | 304352 | Vent Viasys Avea | VENTILATOR | 3.9A | AGV01241 | 15589 | B1-CFP
BH | 3 | BH RESPIRATORY THERAPY | Non-Fixed | BH-AVEA03 | BH00000049 | 304353 | Vent Viasys Avea | VENTILATOR | 3.9A | AGV01156 | 15590 | B1-CFP
BH | 4 | BH RESPIRATORY THERAPY | Non-Fixed | BH-AVEA04 | BH00000050 | 304354 | Vent Viasys Avea | VENTILATOR | 3.9A | AGV01258 | 15591 | B1-CFP
BH | 5 | BH RESPIRATORY THERAPY | Non-Fixed | BH-AVEA05 | BH00000051 | 304355 | Vent Viasys Avea | VENTILATOR | 3.9A | AGV01251 | 15592 | B1-CFP
BH | 6 | BH RESPIRATORY THERAPY | Non-Fixed | BH-AVEA06 | BH00000052 | 304356 | Vent Viasys Avea | VENTILATOR | 3.9A | AGV01242 | 15593 | B1-CFP
BH | 7 | BH RESPIRATORY THERAPY | Non-Fixed | BH-AVEA07 | BH00000053 | 304357 | Vent Viasys Avea | VENTILATOR | 3.9A | AGV01415 | 15594 | B1-CFP
BH | 8 | BH RESPIRATORY THERAPY | Non-Fixed | BH-AVEA08 | BH00000054 | 304358 | Vent Viasys Avea | VENTILATOR | 3.9A | AGV01256 | 15595 | B1-CFP
BH | 9 | BH RESPIRATORY THERAPY | Non-Fixed | BH-AVEA09 | BH00000055 | 304359 | Vent Viasys Avea | VENTILATOR | 3.9A | AGV01138 | 15596 | B1-CFP
BH | 10 | BH RESPIRATORY THERAPY | Non-Fixed | BH-AVEA10 | BH00000056 | 304360 | Vent Viasys Avea | VENTILATOR | 3.9A | AGV01229 | 15597 | B1-CFP
BH | 11 | BH RESPIRATORY THERAPY | Non-Fixed | BH-AVEA11 | BH00000057 | 304361 | Vent Viasys Avea | VENTILATOR | 3.9A | AGV01255 | 15598 | B1-CFP
BH | 12 | BH RESPIRATORY THERAPY | Non-Fixed | BH-AVEA12 | BH00000058 | 304362 | Vent Viasys Avea | VENTILATOR | 3.9A | AGV01259 | 15599 | B1-CFP
BH | 13 | BH RESPIRATORY THERAPY | Non-Fixed | BH-AVEA14 | BH00000059 | 304363 | Vent Viasys Avea | VENTILATOR | 3.9A | AGV01157 | 15600 | B1-CFP
BH | 14 | BH RESPIRATORY THERAPY | Non-Fixed | BH-AVEA15 | BH00000060 | 304364 | Vent Viasys Avea | VENTILATOR | 3.9A | AGV01037 | 15601 | B1-CFP
BH | 15 | BH RESPIRATORY THERAPY | Non-Fixed | BH-AVEA16 | BH00000061 | 304365 | Vent Viasys Avea | VENTILATOR | 3.9A | AGV01257 | 15602 | B1-CFP
BH | 16 | BH RESPIRATORY THERAPY | Non-Fixed | BH-AVEA17 | BH00000062 | 304366 | Vent Viasys Avea | VENTILATOR | 3.9A | AGV01986 | 15913 | B1-CFP
BH | 17 | BH RESPIRATORY THERAPY | Non-Fixed | BH-AVEA18 | BH00000063 | 304367 | Vent Viasys Avea | VENTILATOR | 3.9A | AGV02062 | 15914 | B1-CFP
BH | 18 | BH RESPIRATORY THERAPY | Non-Fixed | BH-AVEA19 | BH00000064 | 304368 | Vent Viasys Avea | VENTILATOR | 3.9A | AGV01985 | 15915 | B1-CFP
BH | 19 | BH RESPIRATORY THERAPY | Non-Fixed | BH-AVEA20 | BH00000065 | 304369 | Vent Viasys Avea | VENTILATOR | 4.2B | AGV01994 | 15916 | B1-CFP
BH | 20 | BH RESPIRATORY THERAPY | Non-Fixed | BH-AVEA21 | BH00000066 | 304370 | Vent Viasys Avea | VENTILATOR | 4.2C | AGV01978 | 15917 | B1-CFP
BH | 21 | BH RESPIRATORY THERAPY | Non-Fixed | BH-AVEA22 | BH00000067 | 304371 | Vent Viasys Avea | VENTILATOR | 3.9A | AGV01917 | 15918 | B1-CFP
BH | 22 | BH RESPIRATORY THERAPY | Non-Fixed | BH-AVEA23 | BH00000068 | 304372 | Vent Viasys Avea | VENTILATOR | 3.9A | AGV01996 | 15919 | B1-CFP
BH | 23 | BH RESPIRATORY THERAPY | Non-Fixed | BH-AVEA24 | BH00000069 | 304373 | Vent Viasys Avea | VENTILATOR | 3.9A | AGV01918 | 15920 | B1-CFP
BH | 24 | BH RESPIRATORY THERAPY | Non-Fixed | BH-AVEA25 | BH00000070 | 304374 | Vent Viasys Avea | VENTILATOR | 3.9A | AGV01960 | 15921 | B1-CFP
BH | 25 | BH RESPIRATORY THERAPY | Non-Fixed | BH-AVEA26 | BH00000071 | 304375 | Vent Viasys Avea | VENTILATOR | 3.8A | AGV01940 | 15922 | B1-CFP
BH | 26 | BH RESPIRATORY THERAPY | Non-Fixed | BH-AVEA27 | BH00000072 | 304376 | Vent Viasys Avea | VENTILATOR | 3.9A | AGV02040 | 15923 | B1-CFP
BH | 27 | BH RESPIRATORY THERAPY | Non-Fixed | BH-AVEA28 | BH00000073 | 304377 | Vent Viasys Avea | VENTILATOR | 3.9A | AGV01988 | 15924 | B1-CFP
BH | 28 | BH RESPIRATORY THERAPY | Non-Fixed | BH-AVEA29 | BH00000074 | 304378 | Vent Viasys Avea | VENTILATOR | 3.9A | AGV02038 | 15925 | B1-CFP
BH | 29 | BH RESPIRATORY THERAPY | Non-Fixed | BH-AVEA30 | BH00000075 | 304379 | Vent Viasys Avea | VENTILATOR | 3.9A | AGV02072 | 15926 | B1-CFP
BH | 30 | BH RESPIRATORY THERAPY | Non-Fixed | BH-AVEA31 | BH00000076 | 304380 | Vent Viasys Avea | VENTILATOR | 3.9A | AGV02057 | 15927 | B1-CFP
BH | 31 | BH RESPIRATORY THERAPY | Non-Fixed | BH-V60-01 | BH00000283 | 306455 | Vent Respironics V60 | BIPAP |  | 100074017 | 20260 | B1-CFC
BH | 32 | BH RESPIRATORY THERAPY | Non-Fixed | BH-V60-02 | BH00000284 | 306456 | Vent Respironics V60 | BIPAP |  | 100074019 | 20261 | B1-CFC
BH | 33 | BH RESPIRATORY THERAPY | Non-Fixed | BH-V60-03 | BH00000285 | 306457 | Vent Respironics V60 | BIPAP |  | 100006408 | 17864 | B1-CFC
BH | 34 | BH RESPIRATORY THERAPY | Non-Fixed | BH-V60-04 | BH00000286 | 306458 | Vent Respironics V60 | BIPAP |  | 100007699 | 17863 | B1-CFC
BH | 35 | BH RESPIRATORY THERAPY | Non-Fixed | BH-V60-05 | BH00000287 | 306459 | Vent Respironics V60 | BIPAP |  | 100005356 | 17865 | B1-CFC
BH | 36 | BH RESPIRATORY THERAPY | Non-Fixed | BH-V60-06 | BH00000288 | 306479 | Vent Respironics V60 | BIPAP |  | ?? | 21419 | B1-CFC
BH | 37 | BH RESPIRATORY THERAPY | Non-Fixed | BH-V60-07 | BH00000289 | 306480 | Vent Respironics V60 | BIPAP |  | ?? | 21420 | B1-CFC
BH | 38 | BH RESPIRATORY THERAPY | Non-Fixed | BH-V60-08 | BH00000290 | 306481 | Vent Respironics V60 | BIPAP |  | ?? | 21421 | B1-CFC
BH | 39 | BH RESPIRATORY THERAPY | Non-Fixed | BH-V60-09 | BH00000309 | 305347 | Vent Respironics V60 | BIPAP |  |  |  | B1-CFC
BH | 40 | BH RESPIRATORY THERAPY | Non-Fixed | BH-V60-10 | BH00000310 | 305348 | Vent Respironics V61 | BIPAP |  |  |  | B1-CFC
BH | 41 | BH RESPIRATORY THERAPY | Non-Fixed | BH-V60-11 | BH00000311 | 305349 | Vent Respironics V62 | BIPAP |  |  |  | B1-CFC
GH | 1 | GH RESPIRATORY THERAPY | Non-Fixed | GH-AVEA01 | GH00000115 | 304118 | Vent Viasys Avea | Ventilator | 4.4 | AGV01237 | 401731308 | B1-CFP
GH | 2 | GH RESPIRATORY THERAPY | Non-Fixed | GH-AVEA02 | GH00000116 | 304119 | Vent Viasys Avea | Ventilator | 4.4 | BBV01203 | 401731359 | B1-CFP
GH | 3 | GH RESPIRATORY THERAPY | Non-Fixed | GH-AVEA03 | GH00000117 | 304120 | Vent Viasys Avea | Ventilator | 4.3B | BBV01201 | 401731360 | B1-CFP
GH | 4 | GH RESPIRATORY THERAPY | Non-Fixed | GH-AVEA04 | GH00000118 | 304121 | Vent Viasys Avea | Ventilator | 4.3B | BBV01000 | 401731361 | B1-CFP
GH | 5 | GH RESPIRATORY THERAPY | Non-Fixed | GH-AVEA05 | GH00000119 | 304122 | Vent Viasys Avea | Ventilator | 4.3B | BBV01213 | 401731366 | B1-CFP
GH | 6 | GH RESPIRATORY THERAPY | Non-Fixed | GH-AVEA06 | GH00000120 | 304123 | Vent Viasys Avea | Ventilator | 3.9A | AHV01552 | 401731336 | B1-CFP
GH | 7 | GH RESPIRATORY THERAPY | Non-Fixed | GH-AVEA07 | GH00000121 | 304124 | Vent Viasys Avea | Ventilator | 3.9A | AHV02252 | 401731292 | B1-CFP
GH | 8 | GH RESPIRATORY THERAPY | Non-Fixed | GH-AVEA08 | GH00000122 | 304125 | Vent Viasys Avea | Ventilator | 3.9A | AHV02223 | 401731296 | B1-CFP
GH | 9 | GH RESPIRATORY THERAPY | Non-Fixed | GH-AVEA09 | GH00000123 | 304126 | Vent Viasys Avea | Ventilator | 3.9A | AHV01591 | 401731311 | B1-CFP
GH | 10 | GH RESPIRATORY THERAPY | Non-Fixed | GH-AVEA10 | GH00000124 | 304127 | Vent Viasys Avea | Ventilator | 3.9A | AHV01610 | 401731312 | B1-CFP
GH | 11 | GH RESPIRATORY THERAPY | Non-Fixed | GH-AVEA11 | GH00000125 | 304128 | Vent Viasys Avea | Ventilator | 3.9A | AHV01575 | 401731333 | B1-CFP
GH | 12 | GH RESPIRATORY THERAPY | Non-Fixed | GH-AVEA12 | GH00000126 | 304129 | Vent Viasys Avea | Ventilator | 3.9A | AHV01578 | 401731335 | B1-CFP
GH | 13 | GH RESPIRATORY THERAPY | Non-Fixed | GH-AVEA13 | GH00000127 | 304130 | Vent Viasys Avea | Ventilator | 4.2C | AGV01222 | 401731306 | B1-CFP
GH | 14 | GH RESPIRATORY THERAPY | Non-Fixed | GH-AVEA14 | GH00000128 | 304131 | Vent Viasys Avea | Ventilator | 4.4 | AGV01198 | 401731307 | B1-CFP
GH | 15 | GH RESPIRATORY THERAPY | Non-Fixed | GH-AVEA15 | GH00000129 | 304132 | Vent Viasys Avea | Ventilator | 4.4 | AGV01221 | 401731309 | B1-CFP
GH | 16 | GH RESPIRATORY THERAPY | Non-Fixed | GH-AVEA16 | GH00000130 | 304133 | Vent Viasys Avea | Ventilator | 3.9A | AHV01508 | 401731343 | B1-CFP
GH | 17 | GH RESPIRATORY THERAPY | Non-Fixed | GH-AVEA17 | GH00000169 | 306422 | Vent Viasys Avea | Ventilator |  |  |  | B1-CFP | Placeholder for rental units
GH | 18 | GH RESPIRATORY THERAPY | Non-Fixed | GH-AVEA18 | GH00000170 | 306423 | Vent Viasys Avea | Ventilator |  |  |  | B1-CFP | Placeholder for rental units
GH | 19 | GH RESPIRATORY THERAPY | Non-Fixed | GH-V60-01 | GH00000171 | 306449 | Vent Respironics V60 | Ventilator |  | 100040868 | 402312207 | B1-CFC
GH | 20 | GH RESPIRATORY THERAPY | Non-Fixed | GH-V60-02 | GH00000172 | 306450 | Vent Respironics V60 | Ventilator |  | 201003327 | 402312208 | B1-CFC
GH | 21 | GH RESPIRATORY THERAPY | Non-Fixed | GH-V60-03 | GH00000173 | 306451 | Vent Respironics V60 | Ventilator |  | 100071720 | 402612454 | B1-CFC
GH | 22 | GH RESPIRATORY THERAPY | Non-Fixed | GH-V60-04 | GH00000174 | 306452 | Vent Respironics V60 | Ventilator |  | 100071666 | 402612453 | B1-CFC
GH | 23 | GH RESPIRATORY THERAPY | Non-Fixed | GH-V60-05 | GH00000175 | 306453 | Vent Respironics V60 | Ventilator |  | 100096790 | 402972745 | B1-CFC
GH | 24 | GH RESPIRATORY THERAPY | Non-Fixed | GH-V60-06 | GH00000176 | 306454 | Vent Respironics V60 | Ventilator |  | 100096791 | 402972746 | B1-CFC
GH | 25 | GH RESPIRATORY THERAPY | Non-Fixed | GH-V60-07 | GH00000210 | 306688 | Vent Respironics V60 | Ventilator |  |  |  | B1-CFC
GH | 26 | GH RESPIRATORY THERAPY | Non-Fixed | GH-V60-08 | GH00000211 | 306689 | Vent Respironics V60 | Ventilator |  |  |  | B1-CFC
GH | 27 | GH RESPIRATORY THERAPY | Non-Fixed | GH-V60-09 | GH00000212 | 306775 | Vent Respironics V60 | Ventilator |  |  |  | B1-CFC
GH | 28 | GH RESPIRATORY THERAPY | Non-Fixed | GH-V60-10 | GH00000213 | 306776 | Vent Respironics V60 | Ventilator |  |  |  | B1-CFC
SRC | 1 | SRC RESPIRATORY THERAPY YNH RESPIRATORY THERAPY | Non-Fixed | SRC-PB01 | SRC0000070 | 305075 | Vent PB 840 | Ventilator | AG | 3510022819 | 10350 | B1-CFJ
SRC | 2 | SRC RESPIRATORY THERAPY YNH RESPIRATORY THERAPY | Non-Fixed | SRC-PB02 | SRC0000071 | 305076 | Vent PB 840 | Ventilator | AD | 3510022538 | 10367 | B1-CFJ
SRC | 3 | SRC RESPIRATORY THERAPY YNH RESPIRATORY THERAPY | Non-Fixed | SRC-PB03 | SRC0000072 | 305077 | Vent PB 840 | Ventilator | AF | 3510021669 | 10339 | B1-CFJ
SRC | 4 | SRC RESPIRATORY THERAPY YNH RESPIRATORY THERAPY | Non-Fixed | SRC-PB04 | SRC0000073 | 305078 | Vent PB 840 | Ventilator | AE | 3510022850 | 10345 | B1-CFJ
SRC | 5 | SRC RESPIRATORY THERAPY YNH RESPIRATORY THERAPY | Non-Fixed | SRC-PB05 | SRC0000074 | 305079 | Vent PB 840 | Ventilator | AC | 3510022218 | 10352 | B1-CFJ
SRC | 6 | SRC RESPIRATORY THERAPY YNH RESPIRATORY THERAPY | Non-Fixed | SRC-PB06 | SRC0000075 | 305080 | Vent PB 840 | Ventilator | AD | 3510022859 | 10361 | B1-CFJ
SRC | 7 | SRC RESPIRATORY THERAPY YNH RESPIRATORY THERAPY | Non-Fixed | SRC-PB07 | SRC0000076 | 305081 | Vent PB 840 | Ventilator | AD | 3510022861 | 10371 | B1-CFJ
SRC | 9 | SRC RESPIRATORY THERAPY YNH RESPIRATORY THERAPY | Non-Fixed | SRC-PB09 | SRC0000078 | 305083 | Vent PB 840 | Ventilator | AG | 3510022863 | 10364 | B1-CFJ
SRC | 10 | SRC RESPIRATORY THERAPY YNH RESPIRATORY THERAPY | Non-Fixed | SRC-PB10 | SRC0000079 | 305084 | Vent PB 840 | Ventilator | AE | 3510022824 | 10368 | B1-CFJ
SRC | 11 | SRC RESPIRATORY THERAPY YNH RESPIRATORY THERAPY | Non-Fixed | SRC-PB11 | SRC0000080 | 305085 | Vent PB 840 | Ventilator | AD | 3510022831 | 10347 | B1-CFJ
SRC | 12 | SRC RESPIRATORY THERAPY YNH RESPIRATORY THERAPY | Non-Fixed | SRC-PB12 | SRC0000081 | 305086 | Vent PB 840 | Ventilator | AD | 3510022516 | 10334 | B1-CFJ
SRC | 13 | SRC RESPIRATORY THERAPY YNH RESPIRATORY THERAPY | Non-Fixed | SRC-PB13 | SRC0000082 | 305087 | Vent PB 840 | Ventilator | AD | 3510022847 | 10348 | B1-CFJ
SRC | 14 | SRC RESPIRATORY THERAPY YNH RESPIRATORY THERAPY | Non-Fixed | SRC-PB14 | SRC0000083 | 305088 | Vent PB 840 | Ventilator | AE | 3510022508 | 10346 | B1-CFJ
SRC | 15 | SRC RESPIRATORY THERAPY YNH RESPIRATORY THERAPY | Non-Fixed | SRC-PB15 | SRC0000084 | 305089 | Vent PB 840 | Ventilator | AD | 3510022415 | 10359 | B1-CFJ
SRC | 16 | SRC RESPIRATORY THERAPY YNH RESPIRATORY THERAPY | Non-Fixed | SRC-PB16 | SRC0000085 | 305090 | Vent PB 840 | Ventilator | AF | 3510022242 | 10360 | B1-CFJ
SRC | 17 | SRC RESPIRATORY THERAPY YNH RESPIRATORY THERAPY | Non-Fixed | SRC-PB17 | SRC0000086 | 305091 | Vent PB 840 | Ventilator | AD | 3510022789 | 10355 | B1-CFJ
SRC | 18 | SRC RESPIRATORY THERAPY YNH RESPIRATORY THERAPY | Non-Fixed | SRC-PB18 | SRC0000087 | 305092 | Vent PB 840 | Ventilator | AF | 3510022779 | 10336 | B1-CFJ
SRC | 19 | SRC RESPIRATORY THERAPY YNH RESPIRATORY THERAPY | Non-Fixed | SRC-PB19 | SRC0000088 | 305093 | Vent PB 840 | Ventilator | AD | 3510022797 | 10372 | B1-CFJ
SRC | 20 | SRC RESPIRATORY THERAPY YNH RESPIRATORY THERAPY | Non-Fixed | SRC-PB20 | SRC0000089 | 305094 | Vent PB 840 | Ventilator | AD | 3510022771 | 10356 | B1-CFJ
SRC | 21 | SRC RESPIRATORY THERAPY YNH RESPIRATORY THERAPY | Non-Fixed | SRC-PB21 | SRC0000090 | 305095 | Vent PB 840 | Ventilator | AE | 3510022780 | 10353 | B1-CFJ
SRC | 22 | SRC RESPIRATORY THERAPY YNH RESPIRATORY THERAPY | Non-Fixed | SRC-PB22 | SRC0000091 | 305096 | Vent PB 840 | Ventilator | AD | 3510022258 | 10342 | B1-CFJ
SRC | 23 | SRC RESPIRATORY THERAPY YNH RESPIRATORY THERAPY | Non-Fixed | SRC-PB23 | SRC0000092 | 305097 | Vent PB 840 | Ventilator | AD | 3510022541 | 10335 | B1-CFJ
SRC | 24 | SRC RESPIRATORY THERAPY YNH RESPIRATORY THERAPY | Non-Fixed | SRC-PB24 | SRC0000093 | 305098 | Vent PB 840 | Ventilator | AG | 4200194580 | 08825 | B1-CFJ
SRC | 25 | SRC RESPIRATORY THERAPY YNH RESPIRATORY THERAPY | Non-Fixed | SRC-PB25 | SRC0000094 | 305099 | Vent PB 840 | Ventilator | AD | 3510022511 | 10362 | B1-CFJ
SRC | 26 | SRC RESPIRATORY THERAPY YNH RESPIRATORY THERAPY | Non-Fixed | SRC-PB26 | SRC0000095 | 305100 | Vent PB 840 | Ventilator | AD | 3510022453 | 10365 | B1-CFJ
SRC | 27 | SRC RESPIRATORY THERAPY YNH RESPIRATORY THERAPY | Non-Fixed | SRC-PB27 | SRC0000096 | 305101 | Vent PB 840 | Ventilator | AD | 3510022480 | 10343 | B1-CFJ
SRC | 28 | SRC RESPIRATORY THERAPY YNH RESPIRATORY THERAPY | Non-Fixed | SRC-PB28 | SRC0000097 | 305102 | Vent PB 840 | Ventilator | AC | 4200213650 | 08847 | B1-CFJ
SRC | 31 | SRC RESPIRATORY THERAPY YNH RESPIRATORY THERAPY | Non-Fixed | SRC-PB31 | SRC0000100 | 305105 | Vent PB 840 | Ventilator | AD | 3510022796 | 10351 | B1-CFJ
SRC | 32 | SRC RESPIRATORY THERAPY YNH RESPIRATORY THERAPY | Non-Fixed | SRC-PB32 | SRC0000101 | 305106 | Vent PB 840 | Ventilator | AG | 3510022829 | 10333 | B1-CFJ
SRC | 33 | SRC RESPIRATORY THERAPY YNH RESPIRATORY THERAPY | Non-Fixed | SRC-PB33 | SRC0000102 | 305107 | Vent PB 840 | Ventilator | AD | 3510022826 | 10366 | B1-CFJ
SRC | 35 | SRC RESPIRATORY THERAPY YNH RESPIRATORY THERAPY | Non-Fixed | SRC-PB35 | SRC0000104 | 305109 | Vent PB 840 | Ventilator | AD | 3510022822 | 10344 | B1-CFJ
SRC | 36 | SRC RESPIRATORY THERAPY YNH RESPIRATORY THERAPY | Non-Fixed | SRC-PB36 | SRC0000105 | 305110 | Vent PB 840 | Ventilator | AD | 3510022798 | 10354 | B1-CFJ
YSC | 1 | SRC RESPIRATORY THERAPY YNH RESPIRATORY THERAPY | Non-Fixed | YNH-AVEA01 | YNH0000079 | 304266 | Vent Viasys Avea | AVEA (Volume Controlled) | 3.9A | AGV02536 | H41659 | B1-CFP
YSC | 2 | SRC RESPIRATORY THERAPY YNH RESPIRATORY THERAPY | Non-Fixed | YNH-AVEA02 | YNH0000080 | 304267 | Vent Viasys Avea | AVEA (Volume Controlled) | 3.9A | AGV02534 | H41670 | B1-CFP
YSC | 3 | SRC RESPIRATORY THERAPY YNH RESPIRATORY THERAPY | Non-Fixed | YNH-AVEA03 | YNH0000081 | 304268 | Vent Viasys Avea | AVEA (Volume Controlled) | 4.6 | AGV02289 | H41668 | B1-CFP
YSC | 4 | SRC RESPIRATORY THERAPY YNH RESPIRATORY THERAPY | Non-Fixed | YNH-AVEA04 | YNH0000082 | 304269 | Vent Viasys Avea | AVEA (Volume Controlled) | 3.9A | AGV02574 | H41669 | B1-CFP
YSC | 5 | SRC RESPIRATORY THERAPY YNH RESPIRATORY THERAPY | Non-Fixed | YNH-AVEA05 | YNH0000083 | 304270 | Vent Viasys Avea | AVEA (Volume Controlled) | 4.2C | AGV02487 | H41662 | B1-CFP
YSC | 6 | SRC RESPIRATORY THERAPY YNH RESPIRATORY THERAPY | Non-Fixed | YNH-AVEA06 | YNH0000084 | 304271 | Vent Viasys Avea | AVEA (Volume Controlled) | 3.9A | AGV02491 | H41671 | B1-CFP
YSC | 7 | SRC RESPIRATORY THERAPY YNH RESPIRATORY THERAPY | Non-Fixed | YNH-AVEA07 | YNH0000085 | 304272 | Vent Viasys Avea | AVEA (Volume Controlled) | 3.9A | AGV02590 | H41667 | B1-CFP
YSC | 8 | SRC RESPIRATORY THERAPY YNH RESPIRATORY THERAPY | Non-Fixed | YNH-AVEA08 | YNH0000086 | 304273 | Vent Viasys Avea | AVEA (Volume Controlled) | 4.0B | AGV02489 | H41668 | B1-CFP
YSC | 9 | SRC RESPIRATORY THERAPY YNH RESPIRATORY THERAPY | Non-Fixed | YNH-AVEA09 | YNH0000087 | 304274 | Vent Viasys Avea | AVEA (Volume Controlled) | 4.0B | AGV02482 | H41665 | B1-CFP
YSC | 10 | SRC RESPIRATORY THERAPY YNH RESPIRATORY THERAPY | Non-Fixed | YNH-AVEA10 | YNH0000088 | 304275 | Vent Viasys Avea | AVEA (Volume Controlled) | 3.9A | AGV02500 | H41672 | B1-CFP
YSC | 11 | SRC RESPIRATORY THERAPY YNH RESPIRATORY THERAPY | Non-Fixed | YNH-AVEA11 | YNH0000089 | 304276 | Vent Viasys Avea | AVEA (Volume Controlled) | 3.9A | AGV02545 | H41660 | B1-CFP
YSC | 12 | SRC RESPIRATORY THERAPY YNH RESPIRATORY THERAPY | Non-Fixed | YNH-AVEA12 | YNH0000090 | 304277 | Vent Viasys Avea | AVEA (Volume Controlled) | 3.9A | AGV02577 | H41661 | B1-CFP
YSC | 13 | SRC RESPIRATORY THERAPY YNH RESPIRATORY THERAPY | Non-Fixed | YNH-AVEA13 | YNH0000091 | 304278 | Vent Viasys Avea | AVEA (Volume Controlled) | 3.9A | AGV02492 | H41664 | B1-CFP
YSC | 14 | SRC RESPIRATORY THERAPY YNH RESPIRATORY THERAPY | Non-Fixed | YNH-AVEA14 | YNH0000092 | 304279 | Vent Viasys Avea | AVEA (Volume Controlled) | 3.9A | AGV02378 | H41663 | B1-CFP
YSC | 15 | SRC RESPIRATORY THERAPY YNH RESPIRATORY THERAPY | Non-Fixed | YNH-AVEA15 | YNH0000093 | 304280 | Vent Viasys Avea | AVEA (Volume Controlled) | 4.2B | AGV02549 | H41673 | B1-CFP
YSC | 16 | SRC RESPIRATORY THERAPY YNH RESPIRATORY THERAPY | Non-Fixed | YNH-AVEA16 | YNH0000094 | 304281 | Vent Viasys Avea | AVEA (Volume Controlled) | 3.9A | AGV02562 | H41674 | B1-CFP
YSC | 17 | SRC RESPIRATORY THERAPY YNH RESPIRATORY THERAPY | Non-Fixed | YNH-AVEA17 | YNH0000095 | 304282 | Vent Viasys Avea | AVEA (Volume Controlled) | 3.9A | AGV02540 | H41675 | B1-CFP
YSC | 18 | SRC RESPIRATORY THERAPY YNH RESPIRATORY THERAPY | Non-Fixed | YNH-AVEA18 | YNH0000096 | 304283 | Vent Viasys Avea | AVEA (Volume Controlled) | 3.9A | AGV02497 | H41676 | B1-CFP
YSC | 19 | SRC RESPIRATORY THERAPY YNH RESPIRATORY THERAPY | Non-Fixed | YNH-AVEA19 | YNH0000097 | 304284 | Vent Viasys Avea | AVEA (Volume Controlled) | 4.1 | AGV02493 | H41677 | B1-CFP
YSC | 20 | SRC RESPIRATORY THERAPY YNH RESPIRATORY THERAPY | Non-Fixed | YNH-AVEA20 | YNH0000098 | 304285 | Vent Viasys Avea | AVEA (Volume Controlled) | 3.9A | AGV02575 | H41678 | B1-CFP
YSC | 21 | SRC RESPIRATORY THERAPY YNH RESPIRATORY THERAPY | Non-Fixed | YNH-AVEA21 | YNH0000099 | 304286 | Vent Viasys Avea | AVEA (Volume Controlled) | 3.9A | AGV02556 | H41679 | B1-CFP
YSC | 22 | SRC RESPIRATORY THERAPY YNH RESPIRATORY THERAPY | Non-Fixed | YNH-AVEA22 | YNH0000100 | 304287 | Vent Viasys Avea | AVEA (Volume Controlled) | 3.9A | AGV02580 | H41680 | B1-CFP
YSC | 23 | SRC RESPIRATORY THERAPY YNH RESPIRATORY THERAPY | Non-Fixed | YNH-AVEA23 | YNH0000101 | 304288 | Vent Viasys Avea | AVEA (Volume Controlled) | 3.9A | AGV02481 | H41681 | B1-CFP
YSC | 24 | SRC RESPIRATORY THERAPY YNH RESPIRATORY THERAPY | Non-Fixed | YNH-AVEA24 | YNH0000102 | 304289 | Vent Viasys Avea | AVEA (Volume Controlled) | 3.9A | AGV02490 | H41682 | B1-CFP
YSC | 25 | BH RESPIRATORY THERAPY | Non-Fixed | YNH-AVEA25 | YNH0000103 | 304290 | Vent Viasys Avea | AVEA (Volume Controlled) | 3.9A | AGV02480 | H41683 | B1-CFP | Moved to BH temporarily
YSC | 26 | SRC RESPIRATORY THERAPY YNH RESPIRATORY THERAPY | Non-Fixed | YNH-AVEA26 | YNH0000104 | 304291 | Vent Viasys Avea | AVEA (Volume Controlled) | 3.9A | AGV02597 | H41684 | B1-CFP
YSC | 27 | SRC RESPIRATORY THERAPY YNH RESPIRATORY THERAPY | Non-Fixed | YNH-AVEA27 | YNH0000105 | 304292 | Vent Viasys Avea | AVEA (Volume Controlled) | 3.9A | AGV02503 | H41685 | B1-CFP
YSC | 28 | SRC RESPIRATORY THERAPY YNH RESPIRATORY THERAPY | Non-Fixed | YNH-AVEA28 | YNH0000106 | 304293 | Vent Viasys Avea | AVEA (Volume Controlled) | 4.1 | AGV02573 | H41688 | B1-CFP
YSC | 29 | SRC RESPIRATORY THERAPY YNH RESPIRATORY THERAPY | Non-Fixed | YNH-AVEA29 | YNH0000107 | 304294 | Vent Viasys Avea | AVEA (Volume Controlled) | 3.9A | AGV02499 | H41687 | B1-CFP
YSC | 30 | SRC RESPIRATORY THERAPY YNH RESPIRATORY THERAPY | Non-Fixed | YNH-AVEA30 | YNH0000108 | 304295 | Vent Viasys Avea | AVEA (Volume Controlled) | 3.9A | AGV02560 | H41688 | B1-CFP
YSC | 31 | SRC RESPIRATORY THERAPY YNH RESPIRATORY THERAPY | Non-Fixed | YNH-AVEA31 | YNH0000109 | 304296 | Vent Viasys Avea | AVEA (Volume Controlled) | 3.9A | AGV02584 | H41690 | B1-CFP
YSC | 32 | BH RESPIRATORY THERAPY | Non-Fixed | YNH-AVEA32 | YNH0000110 | 304297 | Vent Viasys Avea | AVEA (Volume Controlled) | 3.9A | AGV02486 | H41691 | B1-CFP | Moved to BH temporarily
YSC | 33 | SRC RESPIRATORY THERAPY YNH RESPIRATORY THERAPY | Non-Fixed | YNH-AVEA33 | YNH0000111 | 304298 | Vent Viasys Avea | AVEA (Volume Controlled) | 3.9A | AGV02555 | H41692 | B1-CFP
YSC | 34 | SRC RESPIRATORY THERAPY YNH RESPIRATORY THERAPY | Non-Fixed | YNH-AVEA34 | YNH0000112 | 304299 | Vent Viasys Avea | AVEA (Volume Controlled) | 3.9A | AGV02603 | H41693 | B1-CFP
YSC | 35 | SRC RESPIRATORY THERAPY YNH RESPIRATORY THERAPY | Non-Fixed | YNH-AVEA35 | YNH0000113 | 304300 | Vent Viasys Avea | AVEA (Volume Controlled) | 3.9A | AHV01600 | H42390 | B1-CFP
YSC | 36 | SRC RESPIRATORY THERAPY YNH RESPIRATORY THERAPY | Non-Fixed | YNH-AVEA36 | YNH0000114 | 304301 | Vent Viasys Avea | AVEA (Volume Controlled) | 3.9A | AHV01615 | H42391 | B1-CFP
YSC | 37 | SRC RESPIRATORY THERAPY YNH RESPIRATORY THERAPY | Non-Fixed | YNH-AVEA37 | YNH0000115 | 304302 | Vent Viasys Avea | AVEA (Volume Controlled) | 3.9A | AHV01584 | H42392 | B1-CFP
YSC | 38 | SRC RESPIRATORY THERAPY YNH RESPIRATORY THERAPY | Non-Fixed | YNH-AVEA38 | YNH0000116 | 304303 | Vent Viasys Avea | AVEA (Volume Controlled) | 3.9A | AHV01577 | H42393 | B1-CFP
YSC | 39 | SRC RESPIRATORY THERAPY YNH RESPIRATORY THERAPY | Non-Fixed | YNH-AVEA39 | YNH0000117 | 304304 | Vent Viasys Avea | AVEA (Volume Controlled) | 3.9A | AHV01616 | H42394 | B1-CFP
YSC | 40 | SRC RESPIRATORY THERAPY YNH RESPIRATORY THERAPY | Non-Fixed | YNH-AVEA40 | YNH0000118 | 304305 | Vent Viasys Avea | AVEA (Volume Controlled) | 3.9A | AHV01540 | H42395 | B1-CFP
YSC | 41 | SRC RESPIRATORY THERAPY YNH RESPIRATORY THERAPY | Non-Fixed | YNH-AVEA41 | YNH0000119 | 304306 | Vent Viasys Avea | AVEA (Volume Controlled) | 3.9A | AHV01620 | H42396 | B1-CFP
YSC | 42 | SRC RESPIRATORY THERAPY YNH RESPIRATORY THERAPY | Non-Fixed | YNH-AVEA42 | YNH0000120 | 304307 | Vent Viasys Avea | AVEA (Volume Controlled) | 3.9A | AHV01428 | H42397 | B1-CFP
YSC | 43 | SRC RESPIRATORY THERAPY YNH RESPIRATORY THERAPY | Non-Fixed | YNH-AVEA43 | YNH0000121 | 304308 | Vent Viasys Avea | AVEA (Volume Controlled) | 4.2C | AHV01521 | H42398 | B1-CFP
YSC | 44 | SRC RESPIRATORY THERAPY YNH RESPIRATORY THERAPY | Non-Fixed | YNH-AVEA44 | YNH0000122 | 304309 | Vent Viasys Avea | AVEA (Volume Controlled) | 3.9A | AGV01940 | H44077 | B1-CFP
YSC | 45 | SRC RESPIRATORY THERAPY YNH RESPIRATORY THERAPY | Non-Fixed | YNH-AVEA45 | YNH0000123 | 304310 | Vent Viasys Avea | AVEA (Volume Controlled) | 3.9A | AGV01025 | H44078 | B1-CFP
YSC | 46 | SRC RESPIRATORY THERAPY YNH RESPIRATORY THERAPY | Non-Fixed | YNH-AVEA46 | YNH0000124 | 304311 | Vent Viasys Avea | AVEA (Volume Controlled) | 4.2C | AKV04001 | H46000 | B1-CFP
YSC | 47 | SRC RESPIRATORY THERAPY YNH RESPIRATORY THERAPY | Non-Fixed | YNH-AVEA47 | YNH0000125 | 304312 | Vent Viasys Avea | AVEA (Volume Controlled) | 4.2C | AKV04003 | H46001 | B1-CFP
YSC | 48 | SRC RESPIRATORY THERAPY YNH RESPIRATORY THERAPY | Non-Fixed | YNH-AVEA48 | YNH0000126 | 304313 | Vent Viasys Avea | AVEA (Volume Controlled) | 4.6 | AKV04004 | H46002 | B1-CFP
YSC | 49 | SRC RESPIRATORY THERAPY YNH RESPIRATORY THERAPY | Non-Fixed | YNH-AVEA49 | YNH0000127 | 304314 | Vent Viasys Avea | AVEA (Volume Controlled) | 4.2C | AKV04022 | H46003 | B1-CFP
YSC | 50 | SRC RESPIRATORY THERAPY YNH RESPIRATORY THERAPY | Non-Fixed | YNH-AVEA50 | YNH0000128 | 304315 | Vent Viasys Avea | AVEA (Volume Controlled) | 4.4 | AKV04024 | H46004 | B1-CFP
YSC | 51 | SRC RESPIRATORY THERAPY YNH RESPIRATORY THERAPY | Non-Fixed | YNH-AVEA51 | YNH0000129 | 304316 | Vent Viasys Avea | AVEA (Volume Controlled) | 4.4 | AKV04011 | H46005 | B1-CFP
YSC | 52 | SRC RESPIRATORY THERAPY YNH RESPIRATORY THERAPY | Non-Fixed | YNH-AVEA52 | YNH0000130 | 304317 | Vent Viasys Avea | AVEA (Volume Controlled) | 4.2C | AKV04009 | H46006 | B1-CFP
YSC | 53 | SRC RESPIRATORY THERAPY YNH RESPIRATORY THERAPY | Non-Fixed | YNH-AVEA53 | YNH0000131 | 304318 | Vent Viasys Avea | AVEA (Volume Controlled) | 3.9A | AKV04019 | H46007 | B1-CFP
YSC | 54 | SRC RESPIRATORY THERAPY YNH RESPIRATORY THERAPY | Non-Fixed | YNH-AVEA54 | YNH0000132 | 304319 | Vent Viasys Avea | AVEA (Volume Controlled) | 4.4 | AKV04021 | H46008 | B1-CFP
YSC | 55 | SRC RESPIRATORY THERAPY YNH RESPIRATORY THERAPY | Non-Fixed | YNH-AVEA55 | YNH0000133 | 304320 | Vent Viasys Avea | AVEA (Volume Controlled) | 4.2C | AKV04007 | H46009 | B1-CFP
YSC | 56 | SRC RESPIRATORY THERAPY YNH RESPIRATORY THERAPY | Non-Fixed | YNH-AVEA56 | YNH0000134 | 304321 | Vent Viasys Avea | AVEA (Volume Controlled) | 4.2C | AKV04010 | H46010 | B1-CFP
YSC | 57 | SRC RESPIRATORY THERAPY YNH RESPIRATORY THERAPY | Non-Fixed | YNH-AVEA57 | YNH0000135 | 304322 | Vent Viasys Avea | AVEA (Volume Controlled) | 4.4 | AKV04027 | H46011 | B1-CFP
YSC | 58 | SRC RESPIRATORY THERAPY YNH RESPIRATORY THERAPY | Non-Fixed | YNH-AVEA58 | YNH0000136 | 304323 | Vent Viasys Avea | AVEA (Volume Controlled) | 4.2C | AKV04005 | H46012 | B1-CFP
YSC | 59 | SRC RESPIRATORY THERAPY YNH RESPIRATORY THERAPY | Non-Fixed | YNH-AVEA59 | YNH0000137 | 304324 | Vent Viasys Avea | AVEA (Volume Controlled) | 4.2C | AKV04018 | H46013 | B1-CFP
YSC | 60 | SRC RESPIRATORY THERAPY YNH RESPIRATORY THERAPY | Non-Fixed | YNH-AVEA60 | YNH0000138 | 304325 | Vent Viasys Avea | AVEA (Volume Controlled) | 4.2C | AKV04013 | H46014 | B1-CFP
YSC | 61 | SRC RESPIRATORY THERAPY YNH RESPIRATORY THERAPY | Non-Fixed | YNH-AVEA61 | YNH0000139 | 304326 | Vent Viasys Avea | AVEA (Volume Controlled) | 4.2C | AKV04029 | H46015 | B1-CFP
YSC | 62 | SRC RESPIRATORY THERAPY YNH RESPIRATORY THERAPY | Non-Fixed | YNH-AVEA62 | YNH0000140 | 304327 | Vent Viasys Avea | AVEA (Volume Controlled) | 4.2C | AKV04008 | H46016 | B1-CFP
YSC | 63 | SRC RESPIRATORY THERAPY YNH RESPIRATORY THERAPY | Non-Fixed | YNH-AVEA63 | YNH0000141 | 304328 | Vent Viasys Avea | AVEA (Volume Controlled) | 4.2C | AKV04020 | H46017 | B1-CFP
YSC | 64 | SRC RESPIRATORY THERAPY YNH RESPIRATORY THERAPY | Non-Fixed | YNH-AVEA64 | YNH0000142 | 304329 | Vent Viasys Avea | AVEA (Volume Controlled) | 4.6 | AKV04014 | H46018 | B1-CFP
YSC | 65 | SRC RESPIRATORY THERAPY YNH RESPIRATORY THERAPY | Non-Fixed | YNH-AVEA65 | YNH0000143 | 304330 | Vent Viasys Avea | AVEA (Volume Controlled) | 4.4 | AKV04028 | H46019 | B1-CFP
YSC | 66 | SRC RESPIRATORY THERAPY YNH RESPIRATORY THERAPY | Non-Fixed | YNH-AVEA66 | YNH0000144 | 304331 | Vent Viasys Avea | AVEA (Volume Controlled) | 4.2C | AKV04006 | H46020 | B1-CFP
YSC | 67 | SRC RESPIRATORY THERAPY YNH RESPIRATORY THERAPY | Non-Fixed | YNH-AVEA67 | YNH0000145 | 304332 | Vent Viasys Avea | AVEA (Volume Controlled) | 4.2C | AKV04023 | H46021 | B1-CFP
YSC | 68 | SRC RESPIRATORY THERAPY YNH RESPIRATORY THERAPY | Non-Fixed | YNH-AVEA68 | YNH0000146 | 304333 | Vent Viasys Avea | AVEA (Volume Controlled) | 4.4 | AKV04025 | H46022 | B1-CFP
YSC | 69 | SRC RESPIRATORY THERAPY YNH RESPIRATORY THERAPY | Non-Fixed | YNH-AVEA69 | YNH0000147 | 304334 | Vent Viasys Avea | AVEA (Volume Controlled) | 4.4 | AKV04026 | H46023 | B1-CFP
YSC | 70 | SRC RESPIRATORY THERAPY YNH RESPIRATORY THERAPY | Non-Fixed | YNH-AVEA70 | YNH0000148 | 304335 | Vent Viasys Avea | AVEA (Volume Controlled) | 4.2C | AKV04015 | H46024 | B1-CFP
YSC | 71 | SRC RESPIRATORY THERAPY YNH RESPIRATORY THERAPY | Non-Fixed | YNH-AVEA71 | YNH0000149 | 304336 | Vent Viasys Avea | AVEA (Volume Controlled) | 4.2C | AKV04012 | H46025 | B1-CFP
YSC | 72 | SRC RESPIRATORY THERAPY YNH RESPIRATORY THERAPY | Non-Fixed | YNH-AVEA72 | YNH0000150 | 304337 | Vent Viasys Avea | AVEA (Volume Controlled) | 4.4 | AKV04017 | H46026 | B1-CFP
YSC | 73 | SRC RESPIRATORY THERAPY YNH RESPIRATORY THERAPY | Non-Fixed | YNH-AVEA73 | YNH0000151 | 304338 | Vent Viasys Avea | AVEA (Volume Controlled) | 4.2C | AKV04016 | H46027 | B1-CFP
YSC | 74 | SRC RESPIRATORY THERAPY YNH RESPIRATORY THERAPY | Non-Fixed | YNH-AVEA74 | YNH0000152 | 304339 | Vent Viasys Avea | AVEA (Volume Controlled) | 4.4 | BAV04428 | H47765 | B1-CFP
YSC | 75 | SRC RESPIRATORY THERAPY YNH RESPIRATORY THERAPY | Non-Fixed | YNH-AVEA75 | YNH0000153 | 304340 | Vent Viasys Avea | AVEA (Volume Controlled) |  | BAV04430 | H47766 | B1-CFP
YSC | 76 | SRC RESPIRATORY THERAPY YNH RESPIRATORY THERAPY | Non-Fixed | YNH-AVEA76 | YNH0000154 | 304341 | Vent Viasys Avea | AVEA (Volume Controlled) | 4.4 | BAV04429 | H47767 | B1-CFP
YSC | 77 | SRC RESPIRATORY THERAPY YNH RESPIRATORY THERAPY | Non-Fixed | YNH-AVEA77 | YNH0000155 | 304342 | Vent Viasys Avea | AVEA (Volume Controlled) | 4.4 | BAV04433 | H47768 | B1-CFP
YSC | 78 | SRC RESPIRATORY THERAPY YNH RESPIRATORY THERAPY | Non-Fixed | YNH-AVEA78 | YNH0000156 | 304343 | Vent Viasys Avea | AVEA (Volume Controlled) | 4.4 | BAV04432 | H47769 | B1-CFP
YSC | 79 | SRC RESPIRATORY THERAPY YNH RESPIRATORY THERAPY | Non-Fixed | YNH-AVEA79 | YNH0000157 | 304344 | Vent Viasys Avea | AVEA (Volume Controlled) | 4.4 | BAV04431 | H47770 | B1-CFP
YSC | 80 | SRC RESPIRATORY THERAPY YNH RESPIRATORY THERAPY | Non-Fixed | YNH-AVEA80 | YNH0000158 | 304345 | Vent Viasys Avea | AVEA (Volume Controlled) | 4.4 | BAV04427 | H47771 | B1-CFP
YSC | 81 | SRC RESPIRATORY THERAPY YNH RESPIRATORY THERAPY | Non-Fixed | YNH-AVEA81 | YNH0000159 | 304346 | Vent Viasys Avea | AVEA (Volume Controlled) | 4.4 | BAV04434 | H47772 | B1-CFP
YSC | 82 | SRC RESPIRATORY THERAPY YNH RESPIRATORY THERAPY | Non-Fixed | YNH-AVEA82 | YNH0000160 | 304347 | Vent Viasys Avea | AVEA (Volume Controlled) |  | BCV02263 | H53275 | B1-CFP
YSC | 83 | SRC RESPIRATORY THERAPY YNH RESPIRATORY THERAPY | Non-Fixed | YNH-AVEA83 | YNH0000161 | 304348 | Vent Viasys Avea | AVEA (Volume Controlled) |  | BCV02264 | H53276 | B1-CFP
YSC | 84 | SRC RESPIRATORY THERAPY YNH RESPIRATORY THERAPY | Non-Fixed | YNH-AVEA84 | YNH0000162 | 304349 | Vent Viasys Avea | AVEA (Volume Controlled) |  | BCV02265 | H53277 | B1-CFP
YSC | 85 | SRC RESPIRATORY THERAPY YNH RESPIRATORY THERAPY | Non-Fixed | YNH-AVEA85 | YNH0000163 | 304350 | Vent Viasys Avea | AVEA (Volume Controlled) |  | BCV02266 | H53278 | B1-CFP
YSC | 86 | SRC RESPIRATORY THERAPY YNH RESPIRATORY THERAPY | Non-Fixed | YNH-AVEA86 | YNH0000783 | 305253 | Vent Viasys Avea | AVEA (Volume Controlled) | 4.5 | BDV01147 | H53808 | B1-CFP
YSC | 87 | SRC RESPIRATORY THERAPY YNH RESPIRATORY THERAPY | Non-Fixed | YNH-AVEA87 | YNH0000784 | 305254 | Vent Viasys Avea | AVEA (Volume Controlled) | 4.5 | BDV01301 | H53809 | B1-CFP
YSC | 88 | SRC RESPIRATORY THERAPY YNH RESPIRATORY THERAPY | Non-Fixed | YNH-AVEA88 | YNH0000785 | 305255 | Vent Viasys Avea | AVEA (Volume Controlled) | 4.5 | BDV01302 | H53810 | B1-CFP
YSC | 89 | SRC RESPIRATORY THERAPY YNH RESPIRATORY THERAPY | Non-Fixed | YNH-AVEA89 | YNH0000786 | 305256 | Vent Viasys Avea | AVEA (Volume Controlled) | 4.6 | BDV01303 | H53811 | B1-CFP
YSC | 90 | SRC RESPIRATORY THERAPY YNH RESPIRATORY THERAPY | Non-Fixed | YNH-AVEA90 | YNH0000787 | 305257 | Vent Viasys Avea | AVEA (Volume Controlled) | 4.5 | BDV01306 | H53812 | B1-CFP
YSC | 91 | SRC RESPIRATORY THERAPY YNH RESPIRATORY THERAPY | Non-Fixed | YNH-AVEA91 | YNH0000788 | 305258 | Vent Viasys Avea | AVEA (Volume Controlled) | 4.5 | BDV01307 | H53813 | B1-CFP
YSC | 92 | SRC RESPIRATORY THERAPY YNH RESPIRATORY THERAPY | Non-Fixed | YNH-AVEA92 | YNH0000789 | 305259 | Vent Viasys Avea | AVEA (Volume Controlled) | 4.5 | BDV01308 | H53814 | B1-CFP
YSC | 93 | SRC RESPIRATORY THERAPY YNH RESPIRATORY THERAPY | Non-Fixed | YNH-AVEA93 | YNH0000790 | 305260 | Vent Viasys Avea | AVEA (Volume Controlled) | 4.5 | BCV02328 | H53815 | B1-CFP
YSC | 94 | SRC RESPIRATORY THERAPY YNH RESPIRATORY THERAPY | Non-Fixed | YNH-AVEA94 | YNH0000791 | 305261 | Vent Viasys Avea | AVEA (Volume Controlled) | 4.6 | BCV01748 | H53833 | B1-CFP
YSC | 95 | SRC RESPIRATORY THERAPY YNH RESPIRATORY THERAPY | Non-Fixed | YNH-AVEA95 | YNH0000792 | 305262 | Vent Viasys Avea | AVEA (Volume Controlled) | 4.6 | BEV01175 | 57638 | B1-CFP
YSC | 96 | SRC RESPIRATORY THERAPY YNH RESPIRATORY THERAPY | Non-Fixed | YNH-AVEA96 | YNH0000833 | 306539 | Vent Viasys Avea | AVEA (Volume Controlled) | 4.6 | BEV01179 | 57639 | B1-CFP
YSC | 97 | SRC RESPIRATORY THERAPY YNH RESPIRATORY THERAPY | Non-Fixed | YNH-AVEA97 | YNH0000834 | 306540 | Vent Viasys Avea | AVEA (Volume Controlled) | 4.6 | BEV01182 | 57640 | B1-CFP
YSC | 98 | SRC RESPIRATORY THERAPY YNH RESPIRATORY THERAPY | Non-Fixed | YNH-AVEA-98 | YNH0000835 | 306541 | Vent Viasys Avea | AVEA (Volume Controlled) | 4.6 | BEV01181 | 57641 | B1-CFP
YSC | 99 | SRC RESPIRATORY THERAPY YNH RESPIRATORY THERAPY | Non-Fixed | YNH-AVEA99 | YNH0000836 | 306542 | Vent Viasys Avea | AVEA (Volume Controlled) | 4.6 | BEV01150 | 57642 | B1-CFP
YSC | 100 | SRC RESPIRATORY THERAPY YNH RESPIRATORY THERAPY | Non-Fixed | YNH-AVEA100 | YNH0000837 | 306543 | Vent Viasys Avea | AVEA (Volume Controlled) | 4.6 | BEV01172 | 57643 | B1-CFP
YSC | 101 | SRC RESPIRATORY THERAPY YNH RESPIRATORY THERAPY | Non-Fixed | YNH-AVEA101 | YNH0000838 | 306544 | Vent Viasys Avea | AVEA (Volume Controlled) | 4.6 | BEV01178 | 57644 | B1-CFP
YSC | 102 | SRC RESPIRATORY THERAPY YNH RESPIRATORY THERAPY | Non-Fixed | YNH-AVEA102 | YNH0000839 | 306545 | Vent Viasys Avea | AVEA (Volume Controlled) | 4.6 | BEV01169 | 57645 | B1-CFP
YSC | 103 | SRC RESPIRATORY THERAPY YNH RESPIRATORY THERAPY | Non-Fixed | YNH-AVEA103 | YNH0000840 | 306546 | Vent Viasys Avea | AVEA (Volume Controlled) | 4.6 | BEV01176 | 57646 | B1-CFP
YSC | 104 | SRC RESPIRATORY THERAPY YNH RESPIRATORY THERAPY | Non-Fixed | YNH-AVEA104 | YNH0000841 | 306547 | Vent Viasys Avea | AVEA (Volume Controlled) | 4.6 | BEV01168 | 57647 | B1-CFP
YSC | 105 | SRC RESPIRATORY THERAPY YNH RESPIRATORY THERAPY | Non-Fixed | YNH-AVEA105 | YNH0000842 | 306548 | Vent Viasys Avea | AVEA (Volume Controlled) | 4.6 | BEV01180 | 57648 | B1-CFP
YSC | 106 | SRC RESPIRATORY THERAPY YNH RESPIRATORY THERAPY | Non-Fixed | YNH-AVEA106 | YNH0000843 | 306549 | Vent Viasys Avea | AVEA (Volume Controlled) | 4.6 | BEV01173 | 57649 | B1-CFP
YSC | 107 | SRC RESPIRATORY THERAPY YNH RESPIRATORY THERAPY | Non-Fixed | YNH-AVEA107 | YNH0000844 | 306550 | Vent Viasys Avea | AVEA (Volume Controlled) |  |  |  | B1-CFP | Deployed at SRC
YSC | 108 | SRC RESPIRATORY THERAPY YNH RESPIRATORY THERAPY | Non-Fixed | YNH-AVEA-108 | YNH0000938 | 308011 | Vent Viasys Avea | AVEA (Volume Controlled) |  |  |  | B1-CFP | Deployed at SRC
YSC | 109 | SRC RESPIRATORY THERAPY YNH RESPIRATORY THERAPY | Non-Fixed | YNH-AVEA-109 | YNH0000939 | 308012 | Vent Viasys Avea | AVEA (Volume Controlled) |  |  |  | B1-CFP | Deployed at SRC
YSC | 110 | SRC RESPIRATORY THERAPY YNH RESPIRATORY THERAPY | Non-Fixed | YNH-AVEA-110 | YNH0000940 | 308013 | Vent Viasys Avea | AVEA (Volume Controlled) |  |  |  | B1-CFP | Deployed at SRC
YSC | 111 | SRC RESPIRATORY THERAPY YNH RESPIRATORY THERAPY | Non-Fixed | YNH-AVEA-111 | YNH0000941 | 308014 | Vent Viasys Avea | AVEA (Volume Controlled) |  |  |  | B1-CFP | Deployed at SRC
YSC | 112 | SRC RESPIRATORY THERAPY YNH RESPIRATORY THERAPY | Non-Fixed | YNH-AVEA-112 | YNH0000942 | 308015 | Vent Viasys Avea | AVEA (Volume Controlled) |  |  |  | B1-CFP | Deployed at SRC
YSC | 113 | SRC RESPIRATORY THERAPY YNH RESPIRATORY THERAPY | Non-Fixed | YNH-AVEA-113 | YNH0000943 | 308016 | Vent Viasys Avea | AVEA (Volume Controlled) |  |  |  | B1-CFP | Deployed at SRC
YSC | 114 | SRC RESPIRATORY THERAPY YNH RESPIRATORY THERAPY | Non-Fixed | YNH-AVEA-114 | YNH0000944 | 308017 | Vent Viasys Avea | AVEA (Volume Controlled) |  |  |  | B1-CFP | Deployed at SRC
YSC | 115 | SRC RESPIRATORY THERAPY YNH RESPIRATORY THERAPY | Non-Fixed | YNH-AVEA-115 | YNH0000945 | 308018 | Vent Viasys Avea | AVEA (Volume Controlled) |  |  |  | B1-CFP | Deployed at SRC
YSC | 116 | SRC RESPIRATORY THERAPY YNH RESPIRATORY THERAPY | Non-Fixed | YNH-AVEA-116 | YNH0000946 | 308019 | Vent Viasys Avea | AVEA (Volume Controlled) |  |  |  | B1-CFP | Deployed at SRC
YSC | 117 | SRC RESPIRATORY THERAPY YNH RESPIRATORY THERAPY | Non-Fixed | YNH-AVEA-117 | YNH0000947 | 308020 | Vent Viasys Avea | AVEA (Volume Controlled) |  |  |  | B1-CFP | Deployed at SRC
YSC | 118 | SRC RESPIRATORY THERAPY YNH RESPIRATORY THERAPY | Non-Fixed | YNH-AVEA-118 | YNH0000948 | 308021 | Vent Viasys Avea | AVEA (Volume Controlled) |  |  |  | B1-CFP | Deployed at SRC
YSC | 119 | SRC RESPIRATORY THERAPY YNH RESPIRATORY THERAPY | Non-Fixed | YNH-AVEA-119 | YNH0000949 | 308022 | Vent Viasys Avea | AVEA (Volume Controlled) |  |  |  | B1-CFP | Deployed at SRC
YSC | 120 | SRC RESPIRATORY THERAPY YNH RESPIRATORY THERAPY | Non-Fixed | YNH-AVEA-120 | YNH0000950 | 308023 | Vent Viasys Avea | AVEA (Volume Controlled) |  |  |  | B1-CFP | Deployed at SRC
YSC | 121 | SRC RESPIRATORY THERAPY YNH RESPIRATORY THERAPY | Non-Fixed | YNH-AVEA-121 | YNH0000951 | 308024 | Vent Viasys Avea | AVEA (Volume Controlled) |  |  |  | B1-CFP | Deployed at SRC
YSC | 122 | SRC RESPIRATORY THERAPY YNH RESPIRATORY THERAPY | Non-Fixed | YNH-AVEA-122 | YNH0000952 | 308025 | Vent Viasys Avea | AVEA (Volume Controlled) |  |  |  | B1-CFP | Deployed at SRC
YSC | 123 | SRC RESPIRATORY THERAPY YNH RESPIRATORY THERAPY | Non-Fixed | YNH-AVEA-123 | YNH0000953 | 308026 | Vent Viasys Avea | AVEA (Volume Controlled) |  |  |  | B1-CFP | Deployed at SRC
YSC | 124 | SRC RESPIRATORY THERAPY YNH RESPIRATORY THERAPY | Non-Fixed | YNH-AVEA-124 | YNH0000954 | 308027 | Vent Viasys Avea | AVEA (Volume Controlled) |  |  |  | B1-CFP | Built in epic, not deployed
YSC | 125 | SRC RESPIRATORY THERAPY YNH RESPIRATORY THERAPY | Non-Fixed | YNH-AVEA-125 | YNH0000955 | 308028 | Vent Viasys Avea | AVEA (Volume Controlled) |  |  |  | B1-CFP | Built in epic, not deployed
YSC | 126 | SRC RESPIRATORY THERAPY YNH RESPIRATORY THERAPY | Non-Fixed | YNH-AVEA-126 | YNH0000956 | 308029 | Vent Viasys Avea | AVEA (Volume Controlled) |  |  |  | B1-CFP | Built in epic, not deployed
YSC | 127 | SRC RESPIRATORY THERAPY YNH RESPIRATORY THERAPY | Non-Fixed | YNH-AVEA-127 | YNH0000957 | 308030 | Vent Viasys Avea | AVEA (Volume Controlled) |  |  |  | B1-CFP | Built in epic, not deployed
YSC | 128 | SRC RESPIRATORY THERAPY YNH RESPIRATORY THERAPY | Non-Fixed | YNH-AVEA-128 | YNH0000958 | 308031 | Vent Viasys Avea | AVEA (Volume Controlled) |  |  |  | B1-CFP | Built in epic, not deployed
YSC | 129 | SRC RESPIRATORY THERAPY YNH RESPIRATORY THERAPY | Non-Fixed | YNH-AVEA-129 | YNH0000959 | 308032 | Vent Viasys Avea | AVEA (Volume Controlled) |  |  |  | B1-CFP | Built in epic, not deployed
YSC | 130 | SRC RESPIRATORY THERAPY YNH RESPIRATORY THERAPY | Non-Fixed | YNH-AVEA-130 | YNH0000960 | 308033 | Vent Viasys Avea | AVEA (Volume Controlled) |  |  |  | B1-CFP | Built in epic, not deployed
YSC | 131 | SRC RESPIRATORY THERAPY YNH RESPIRATORY THERAPY | Non-Fixed | YNH-AVEA-131 | YNH0000961 | 308034 | Vent Viasys Avea | AVEA (Volume Controlled) |  |  |  | B1-CFP | Built in epic, not deployed
YSC | 132 | SRC RESPIRATORY THERAPY YNH RESPIRATORY THERAPY | Non-Fixed | YNH-AVEA-132 | YNH0000962 | 308035 | Vent Viasys Avea | AVEA (Volume Controlled) |  |  |  | B1-CFP | Built in epic, not deployed
YSC | 133 | SRC RESPIRATORY THERAPY YNH RESPIRATORY THERAPY | Non-Fixed | YNH-AVEA-133 | YNH0000963 | 308036 | Vent Viasys Avea | AVEA (Volume Controlled) |  |  |  | B1-CFP | Built in epic, not deployed
YSC | 134 | SRC RESPIRATORY THERAPY YNH RESPIRATORY THERAPY | Non-Fixed | YNH-AVEA-134 | YNH0000964 | 308037 | Vent Viasys Avea | AVEA (Volume Controlled) |  |  |  | B1-CFP | Built in epic, not deployed
YSC | 135 | SRC RESPIRATORY THERAPY YNH RESPIRATORY THERAPY | Non-Fixed | YNH-AVEA-135 | YNH0000965 | 308038 | Vent Viasys Avea | AVEA (Volume Controlled) |  |  |  | B1-CFP | Built in epic, not deployed
YSC | 136 | SRC RESPIRATORY THERAPY YNH RESPIRATORY THERAPY | Non-Fixed | YNH-AVEA-136 | YNH0000966 | 308039 | Vent Viasys Avea | AVEA (Volume Controlled) |  |  |  | B1-CFP | Built in epic, not deployed
YSC | 137 | SRC RESPIRATORY THERAPY YNH RESPIRATORY THERAPY | Non-Fixed | YNH-AVEA-137 | YNH0000967 | 308040 | Vent Viasys Avea | AVEA (Volume Controlled) |  |  |  | B1-CFP | Built in epic, not deployed
YSC | 138 | SRC RESPIRATORY THERAPY YNH RESPIRATORY THERAPY | Non-Fixed | YNH-V60-01 | YNH0000802 | 306424 | Vent Respironics V60 | BIPAP |  |  |  | B1-CFC
YSC | 139 | SRC RESPIRATORY THERAPY YNH RESPIRATORY THERAPY | Non-Fixed | YNH-V60-02 | YNH0000803 | 306425 | Vent Respironics V60 | BIPAP |  |  |  | B1-CFC
YSC | 140 | SRC RESPIRATORY THERAPY YNH RESPIRATORY THERAPY | Non-Fixed | YNH-V60-03 | YNH0000804 | 306426 | Vent Respironics V60 | BIPAP |  |  |  | B1-CFC
YSC | 141 | SRC RESPIRATORY THERAPY YNH RESPIRATORY THERAPY | Non-Fixed | YNH-V60-04 | YNH0000805 | 306427 | Vent Respironics V60 | BIPAP |  |  |  | B1-CFC
YSC | 142 | SRC RESPIRATORY THERAPY YNH RESPIRATORY THERAPY | Non-Fixed | YNH-V60-05 | YNH0000806 | 306428 | Vent Respironics V60 | BIPAP |  |  |  | B1-CFC
YSC | 143 | SRC RESPIRATORY THERAPY YNH RESPIRATORY THERAPY | Non-Fixed | YNH-V60-06 | YNH0000807 | 306429 | Vent Respironics V60 | BIPAP |  |  |  | B1-CFC
YSC | 144 | SRC RESPIRATORY THERAPY YNH RESPIRATORY THERAPY | Non-Fixed | YNH-V60-07 | YNH0000808 | 306430 | Vent Respironics V60 | BIPAP |  |  |  | B1-CFC
YSC | 145 | SRC RESPIRATORY THERAPY YNH RESPIRATORY THERAPY | Non-Fixed | YNH-V60-08 | YNH0000809 | 306431 | Vent Respironics V60 | BIPAP |  |  |  | B1-CFC
YSC | 146 | SRC RESPIRATORY THERAPY YNH RESPIRATORY THERAPY | Non-Fixed | YNH-V60-09 | YNH0000810 | 306432 | Vent Respironics V60 | BIPAP |  |  |  | B1-CFC
YSC | 147 | SRC RESPIRATORY THERAPY YNH RESPIRATORY THERAPY | Non-Fixed | YNH-V60-10 | YNH0000811 | 306433 | Vent Respironics V60 | BIPAP |  |  |  | B1-CFC
YSC | 148 | SRC RESPIRATORY THERAPY YNH RESPIRATORY THERAPY | Non-Fixed | YNH-V60-11 | YNH0000812 | 306434 | Vent Respironics V60 | BIPAP |  |  |  | B1-CFC
YSC | 149 | SRC RESPIRATORY THERAPY YNH RESPIRATORY THERAPY | Non-Fixed | YNH-V60-12 | YNH0000813 | 306435 | Vent Respironics V60 | BIPAP |  |  |  | B1-CFC
YSC | 150 | SRC RESPIRATORY THERAPY YNH RESPIRATORY THERAPY | Non-Fixed | YNH-V60-13 | YNH0000814 | 306436 | Vent Respironics V60 | BIPAP |  |  |  | B1-CFC
YSC | 151 | SRC RESPIRATORY THERAPY YNH RESPIRATORY THERAPY | Non-Fixed | YNH-V60-14 | YNH0000815 | 306437 | Vent Respironics V60 | BIPAP |  |  |  | B1-CFC
YSC | 152 | SRC RESPIRATORY THERAPY YNH RESPIRATORY THERAPY | Non-Fixed | YNH-V60-15 | YNH0000816 | 306438 | Vent Respironics V60 | BIPAP |  |  |  | B1-CFC
YSC | 153 | SRC RESPIRATORY THERAPY YNH RESPIRATORY THERAPY | Non-Fixed | YNH-V60-16 | YNH0000817 | 306439 | Vent Respironics V60 | BIPAP |  |  |  | B1-CFC
YSC | 154 | SRC RESPIRATORY THERAPY YNH RESPIRATORY THERAPY | Non-Fixed | YNH-V60-17 | YNH0000818 | 306440 | Vent Respironics V60 | BIPAP |  |  |  | B1-CFC
YSC | 155 | SRC RESPIRATORY THERAPY YNH RESPIRATORY THERAPY | Non-Fixed | YNH-V60-18 | YNH0000819 | 306441 | Vent Respironics V60 | BIPAP |  |  |  | B1-CFC
YSC | 156 | SRC RESPIRATORY THERAPY YNH RESPIRATORY THERAPY | Non-Fixed | YNH-V60-19 | YNH0000820 | 306442 | Vent Respironics V60 | BIPAP |  |  |  | B1-CFC
YSC | 157 | SRC RESPIRATORY THERAPY YNH RESPIRATORY THERAPY | Non-Fixed | YNH-V60-20 | YNH0000821 | 306443 | Vent Respironics V60 | BIPAP |  |  |  | B1-CFC
YSC | 158 | SRC RESPIRATORY THERAPY YNH RESPIRATORY THERAPY | Non-Fixed | YNH-V60-21 | YNH0000822 | 306444 | Vent Respironics V60 | BIPAP |  |  |  | B1-CFC
YSC | 159 | SRC RESPIRATORY THERAPY YNH RESPIRATORY THERAPY | Non-Fixed | YNH-V60-22 | YNH0000823 | 306445 | Vent Respironics V60 | BIPAP |  |  |  | B1-CFC
YSC | 160 | SRC RESPIRATORY THERAPY YNH RESPIRATORY THERAPY | Non-Fixed | YNH-V60-23 | YNH0000824 | 306446 | Vent Respironics V60 | BIPAP |  |  |  | B1-CFC
YSC | 161 | SRC RESPIRATORY THERAPY YNH RESPIRATORY THERAPY | Non-Fixed | YNH-V60-24 | YNH0000825 | 306447 | Vent Respironics V60 | BIPAP |  |  |  | B1-CFC
YSC | 162 | SRC RESPIRATORY THERAPY YNH RESPIRATORY THERAPY | Non-Fixed | YNH-V60-25 | YNH0000826 | 306448 | Vent Respironics V60 | BIPAP |  |  |  | B1-CFC
YSC | 163 | SRC RESPIRATORY THERAPY YNH RESPIRATORY THERAPY | Non-Fixed | YNH-V60-26 | YNH0000845 | 306551 | Vent Respironics V60 | BIPAP |  | 100114641 | 57572 | B1-CFC
YSC | 164 | SRC RESPIRATORY THERAPY YNH RESPIRATORY THERAPY | Non-Fixed | YNH-V60-27 | YNH0000846 | 306552 | Vent Respironics V60 | BIPAP |  | 100114639 | 57570 | B1-CFC
YSC | 165 | SRC RESPIRATORY THERAPY YNH RESPIRATORY THERAPY | Non-Fixed | YNH-V60-28 | YNH0000847 | 306553 | Vent Respironics V60 | BIPAP |  | 100114652 | 57577 | B1-CFC
YSC | 166 | SRC RESPIRATORY THERAPY YNH RESPIRATORY THERAPY | Non-Fixed | YNH-V60-29 | YNH0000848 | 306554 | Vent Respironics V60 | BIPAP |  | 100114573 | 57575 | B1-CFC
YSC | 167 | SRC RESPIRATORY THERAPY YNH RESPIRATORY THERAPY | Non-Fixed | YNH-V60-30 | YNH0000849 | 306555 | Vent Respironics V60 | BIPAP |  | 100114648 | 57569 | B1-CFC
YSC | 168 | SRC RESPIRATORY THERAPY YNH RESPIRATORY THERAPY | Non-Fixed | YNH-V60-31 | YNH0000850 | 306556 | Vent Respironics V60 | BIPAP |  | 100114569 | 57576 | B1-CFC
YSC | 169 | SRC RESPIRATORY THERAPY YNH RESPIRATORY THERAPY | Non-Fixed | YNH-V60-32 | YNH0000851 | 306557 | Vent Respironics V60 | BIPAP |  | 100114568 | 57573 | B1-CFC
YSC | 170 | SRC RESPIRATORY THERAPY YNH RESPIRATORY THERAPY | Non-Fixed | YNH-V60-33 | YNH0000852 | 306558 | Vent Respironics V60 | BIPAP |  | 100114582 | 57565 | B1-CFC
YSC | 171 | SRC RESPIRATORY THERAPY YNH RESPIRATORY THERAPY | Non-Fixed | YNH-V60-34 | YNH0000853 | 306559 | Vent Respironics V60 | BIPAP |  | 100114649 | 57568 | B1-CFC
YSC | 172 | SRC RESPIRATORY THERAPY YNH RESPIRATORY THERAPY | Non-Fixed | YNH-V60-35 | YNH0000854 | 306560 | Vent Respironics V60 | BIPAP |  | 100114642 | 57574 | B1-CFC
YSC | 173 | SRC RESPIRATORY THERAPY YNH RESPIRATORY THERAPY | Non-Fixed | YNH-V60-36 | YNH0000855 | 306561 | Vent Respironics V60 | BIPAP |  | 100114572 | 57566 | B1-CFC
YSC | 174 | SRC RESPIRATORY THERAPY YNH RESPIRATORY THERAPY | Non-Fixed | YNH-V60-37 | YNH0000856 | 306562 | Vent Respironics V60 | BIPAP |  | 100114643 | 57567 | B1-CFC
YSC | 175 | SRC RESPIRATORY THERAPY YNH RESPIRATORY THERAPY | Non-Fixed | YNH-V60-38 | YNH0000857 | 306563 | Vent Respironics V60 | BIPAP |  | 100114978 | 57571 | B1-CFC
YSC | 176 | SRC RESPIRATORY THERAPY YNH RESPIRATORY THERAPY | Non-Fixed | YNH-V60-39 | YNH0000928 | 308004 | Vent Respironics V60 | BIPAP |  | 1001143855 | 59327 | B1-CFC
YSC | 177 | SRC RESPIRATORY THERAPY YNH RESPIRATORY THERAPY | Non-Fixed | YNH-V60-40 | YNH0000929 | 308005 | Vent Respironics V60 | BIPAP |  | 1001143861 | 59328 | B1-CFC
YSC | 178 | SRC RESPIRATORY THERAPY YNH RESPIRATORY THERAPY | Non-Fixed | YNH-V60-41 | YNH0000930 | 308006 | Vent Respironics V60 | BIPAP |  | 1001143862 | 59329 | B1-CFC
YSC | 179 | SRC RESPIRATORY THERAPY YNH RESPIRATORY THERAPY | Non-Fixed | YNH-V60-42 | YNH0000931 | 308007 | Vent Respironics V60 | BIPAP |  | 1001143863 | 59330 | B1-CFC
YSC | 180 | SRC RESPIRATORY THERAPY YNH RESPIRATORY THERAPY | Non-Fixed | YNH-V60-43 | YNH0000932 | 308008 | Vent Respironics V60 | BIPAP |  | 1001143864 | 59331 | B1-CFC
YSC | 181 | SRC RESPIRATORY THERAPY YNH RESPIRATORY THERAPY | Non-Fixed | YNH-V60-44 | YNH0000933 | 308009 | Vent Respironics V60 | BIPAP |  | 1001143867 | 59332 | B1-CFC
YSC | 182 | SRC RESPIRATORY THERAPY YNH RESPIRATORY THERAPY | Non-Fixed | YNH-V60-45 | YNH0000934 | 308010 | Vent Respironics V60 | BIPAP |  | 1001143868 | 59333 | B1-CFC
YSC | 183 | SRC RESPIRATORY THERAPY YNH RESPIRATORY THERAPY | Non-Fixed | YNH-V60-46 | YNH0000968 | 306707 | Vent Respironics V60 | BIPAP |  | 100160438 | 21224 | B1-CFC
YSC | 184 | SRC RESPIRATORY THERAPY YNH RESPIRATORY THERAPY | Non-Fixed | YNH-V60-47 | YNH0000969 | 306708 | Vent Respironics V60 | BIPAP |  | 100160575 | 21225 | B1-CFC
YSC | 185 | SRC RESPIRATORY THERAPY YNH RESPIRATORY THERAPY | Non-Fixed | YNH-V60-48 | YNH0000970 | 306709 | Vent Respironics V60 | BIPAP |  | 100160340 | 21226 | B1-CFC
YSC | 186 | SRC RESPIRATORY THERAPY YNH RESPIRATORY THERAPY | Non-Fixed | YNH-V60-49 | YNH0000971 | 306710 | Vent Respironics V60 | BIPAP |  | 100160446 | 21229 | B1-CFC
YSC | 187 | SRC RESPIRATORY THERAPY YNH RESPIRATORY THERAPY | Non-Fixed | YNH-V60-50 | YNH0000972 | 306711 | Vent Respironics V60 | BIPAP |  | 100160437 | 21230 | B1-CFC
YSC | 188 | SRC RESPIRATORY THERAPY YNH RESPIRATORY THERAPY | Non-Fixed | YNH-V60-51 | YNH0000973 | 306712 | Vent Respironics V60 | BIPAP |  | 100160428 | 21228 | B1-CFC
YSC | 189 | SRC RESPIRATORY THERAPY YNH RESPIRATORY THERAPY | Non-Fixed | YNH-V60-52 | YNH0000974 | 306713 | Vent Respironics V60 | BIPAP |  | 100160097 | 21223 | B1-CFC
YSC | 190 | SRC RESPIRATORY THERAPY YNH RESPIRATORY THERAPY | Non-Fixed | YNH-V60-53 | YNH0000975 | 306714 | Vent Respironics V60 | BIPAP |  | 100160433 | 21232 | B1-CFC
YSC | 191 | SRC RESPIRATORY THERAPY YNH RESPIRATORY THERAPY | Non-Fixed | YNH-V60-54 | YNH0000976 | 306715 | Vent Respironics V60 | BIPAP |  | 100160443 | 21231 | B1-CFC
YSC | 192 | SRC RESPIRATORY THERAPY YNH RESPIRATORY THERAPY | Non-Fixed | YNH-V60-55 | YNH0000977 | 306716 | Vent Respironics V60 | BIPAP |  | 100160565 | 21227 | B1-CFC
YSC | 193 | SRC RESPIRATORY THERAPY YNH RESPIRATORY THERAPY | Non-Fixed | YNH-V60-56 | YNH0000978 | 306717 | Vent Respironics V60 | BIPAP |  |  |  | B1-CFC
YSC | 194 | SRC RESPIRATORY THERAPY YNH RESPIRATORY THERAPY | Non-Fixed | YNH-V60-57 | YNH0000979 | 306718 | Vent Respironics V60 | BIPAP |  |  |  | B1-CFC
YSC | 195 | SRC RESPIRATORY THERAPY YNH RESPIRATORY THERAPY | Non-Fixed | YNH-V60-58 | YNH0000980 | 306719 | Vent Respironics V60 | BIPAP |  |  |  | B1-CFC
YSC | 196 | SRC RESPIRATORY THERAPY YNH RESPIRATORY THERAPY | Non-Fixed | YNH-V60-59 | YNH0000981 | 306720 | Vent Respironics V60 | BIPAP |  |  |  | B1-CFC
YSC | 197 | SRC RESPIRATORY THERAPY YNH RESPIRATORY THERAPY | Non-Fixed | YNH-V60-60 | YNH0000988 | 306721 | Vent Respironics V60 | BIPAP |  |  |  | B1-CFC
LMH | 1 | LMH RESPIRATORY SERVICE LMH 5.2 RESP AND RENAL WH RESPIRATORY SERVICE | Non-Fixed | LMH-PB-01 | LMH0000001 | 305529 | Vent PB 840 | VENTILATOR | 4-070212-85-AK | 3510065083 | 15950 | B1-CFJ | Epic Dept. needs to be confirmed and built
LMH | 2 | LMH RESPIRATORY SERVICE LMH 5.2 RESP AND RENAL WH RESPIRATORY SERVICE | Non-Fixed | LMH-PB-02 | LMH0000002 | 305530 | Vent PB 840 | VENTILATOR | 4-070212-85-AK | 3510065108 | 15951 | B1-CFJ | Epic Dept. needs to be confirmed and built
LMH | 3 | LMH RESPIRATORY SERVICE LMH 5.2 RESP AND RENAL WH RESPIRATORY SERVICE | Non-Fixed | LMH-PB-03 | LMH0000003 | 305531 | Vent PB 840 | VENTILATOR | 4-070212-85-AK | 3510065092 | 15952 | B1-CFJ | Epic Dept. needs to be confirmed and built
LMH | 4 | LMH RESPIRATORY SERVICE LMH 5.2 RESP AND RENAL WH RESPIRATORY SERVICE | Non-Fixed | LMH-PB-04 | LMH0000004 | 305532 | Vent PB 840 | VENTILATOR | 4-070212-85-AK | 3510065074 | 15953 | B1-CFJ | Epic Dept. needs to be confirmed and built
LMH | 5 | LMH RESPIRATORY SERVICE LMH 5.2 RESP AND RENAL WH RESPIRATORY SERVICE | Non-Fixed | LMH-PB-05 | LMH0000005 | 305533 | Vent PB 840 | VENTILATOR | 4-070212-85-AK | 3510084218 | 17157 | B1-CFJ | Epic Dept. needs to be confirmed and built
LMH | 6 | LMH RESPIRATORY SERVICE LMH 5.2 RESP AND RENAL WH RESPIRATORY SERVICE | Non-Fixed | LMH-PB-06 | LMH0000006 | 305534 | Vent PB 840 | VENTILATOR | 4-070212-85-AK | 3510084238 | 17163 | B1-CFJ | Epic Dept. needs to be confirmed and built
LMH | 7 | LMH RESPIRATORY SERVICE LMH 5.2 RESP AND RENAL WH RESPIRATORY SERVICE | Non-Fixed | LMH-PB-07 | LMH0000007 | 305535 | Vent PB 840 | VENTILATOR | 4-070212-85-AK | 3510084209 | 17160 | B1-CFJ | Epic Dept. needs to be confirmed and built
LMH | 8 | LMH RESPIRATORY SERVICE LMH 5.2 RESP AND RENAL WH RESPIRATORY SERVICE | Non-Fixed | LMH-PB-08 | LMH0000008 | 305536 | Vent PB 840 | VENTILATOR | 4-070212-85-AK | 3510084208 | 17154 | B1-CFJ | Epic Dept. needs to be confirmed and built
LMH | 9 | LMH RESPIRATORY SERVICE LMH 5.2 RESP AND RENAL WH RESPIRATORY SERVICE | Non-Fixed | LMH-PB-09 | LMH0000009 | 305537 | Vent PB 840 | VENTILATOR | 4-070212-85-AK | 3510094092 | 18062 | B1-CFJ | Epic Dept. needs to be confirmed and built
LMH | 10 | LMH RESPIRATORY SERVICE LMH 5.2 RESP AND RENAL WH RESPIRATORY SERVICE | Non-Fixed | LMH-PB-10 | LMH0000010 | 305538 | Vent PB 840 | VENTILATOR | 4-070212-85-AK | 3510093471 | 18058 | B1-CFJ | Epic Dept. needs to be confirmed and built
LMH | 11 | LMH RESPIRATORY SERVICE LMH 5.2 RESP AND RENAL WH RESPIRATORY SERVICE | Non-Fixed | LMH-PB-11 | LMH0000011 | 305539 | Vent PB 840 | VENTILATOR | 4-070212-85-AK | 3510093585 | 18055 | B1-CFJ | Epic Dept. needs to be confirmed and built
LMH | 12 | LMH RESPIRATORY SERVICE LMH 5.2 RESP AND RENAL WH RESPIRATORY SERVICE | Non-Fixed | LMH-PB-12 | LMH0000012 | 305540 | Vent PB 840 | VENTILATOR | 4-070212-85-AK | 3510094067 | 18000 | B1-CFJ | Epic Dept. needs to be confirmed and built
LMH | 13 | LMH RESPIRATORY SERVICE LMH 5.2 RESP AND RENAL WH RESPIRATORY SERVICE | Non-Fixed | LMH-PB-13 | LMH0000013 | 305541 | Vent PB 840 | VENTILATOR | 4-070212-85-AK | 3510103921 | 19794 | B1-CFJ | Epic Dept. needs to be confirmed and built
LMH | 14 | LMH RESPIRATORY SERVICE LMH 5.2 RESP AND RENAL WH RESPIRATORY SERVICE | Non-Fixed | LMH-PB-14 | LMH0000014 | 305542 | Vent PB 840 | VENTILATOR | 4-070212-85-AK | 3510103688 | 19797 | B1-CFJ | Epic Dept. needs to be confirmed and built
LMH | 15 | LMH RESPIRATORY SERVICE LMH 5.2 RESP AND RENAL WH RESPIRATORY SERVICE | Non-Fixed | LMH-PB-15 | LMH0000015 | 305543 | Vent PB 840 | VENTILATOR | 4-070212-85-AK | 3510103876 | 19800 | B1-CFJ | Epic Dept. needs to be confirmed and built
WH | 1 | LMH RESPIRATORY SERVICE LMH 5.2 RESP AND RENAL WH RESPIRATORY SERVICE | Non-Fixed | WH-PB-01 | WH00000001 | 305544 | Vent PB 840 | VENTILATOR | 4-070212-85-AK | 3510012278 | 02046W | B1-CFJ | Epic Dept. needs to be confirmed and built
WH | 2 | LMH RESPIRATORY SERVICE LMH 5.2 RESP AND RENAL WH RESPIRATORY SERVICE | Non-Fixed | WH-PB-02 | WH00000002 | 305545 | Vent PB 840 | VENTILATOR | 4-070212-85-AK | 3510052394 | 02641W | B1-CFJ | Epic Dept. needs to be confirmed and built
WH | 3 | LMH RESPIRATORY SERVICE LMH 5.2 RESP AND RENAL WH RESPIRATORY SERVICE | Non-Fixed | WH-PB-03 | WH00000003 | 305546 | Vent PB 840 | VENTILATOR | 4-070212-85-AK | 3510102363 | 1264685W | B1-CFJ | Epic Dept. needs to be confirmed and built
WH | 4 | LMH RESPIRATORY SERVICE LMH 5.2 RESP AND RENAL WH RESPIRATORY SERVICE | Non-Fixed | WH-PB-04 | WH00000004 | 305547 | Vent PB 840 | VENTILATOR | 4-070212-85-AK | 3510102381 | 1264686W | B1-CFJ | Epic Dept. needs to be confirmed and built
WH | 5 | LMH RESPIRATORY SERVICE LMH 5.2 RESP AND RENAL WH RESPIRATORY SERVICE | Non-Fixed | WH-PB-05 | WH00000005 | 305548 | Vent PB 840 | VENTILATOR | 4-070212-85-AK | 3510102340 | 1264687W | B1-CFJ | Epic Dept. needs to be confirmed and built
WH | 6 | LMH RESPIRATORY SERVICE LMH 5.2 RESP AND RENAL WH RESPIRATORY SERVICE | Non-Fixed | WH-PB-06 | WH00000006 | 305549 | Vent PB 840 | VENTILATOR | 4-070212-85-AK | 3512145050 | 23648W | B1-CFJ | Epic Dept. needs to be confirmed and built
WH | 7 | LMH RESPIRATORY SERVICE LMH 5.2 RESP AND RENAL WH RESPIRATORY SERVICE | Non-Fixed | WH-PB-07 | WH00000007 | 305550 | Vent PB 840 | VENTILATOR | 4-070212-85-AK | 3512145064 | 23649W | B1-CFJ | Epic Dept. needs to be confirmed and built

## Unused Tabs (hidden)
BH
Address | Verification
GH
DIM Asset Number | DIM Serial Number | DIM Config | OLD DIM ID Tag (10 char limit) | Cable Length Between Device and Neuron | Cable Length Installed | RS232 or Auxilary | Connected to Central Monitoring System | Central Monitoring product name | Central monitoring Software Version | Central Monitoring Identifyer | Physical Address | ECG | Pulse Ox | BP | Temp | Invasive Pressure | Cardiac Output | CO2 | BIS | New Avea Setup
SRC
HB Address | Floor # | Philips Connection | Bed Label | Data Closet Connected To | Hardware Rev. | Options 1
YNH
DEV Verified | Device Build Auto-Association Check | Description | Central Monitoring? | Central Monitoring Server | Central Monitoring Software Version | Database Server | ECG | Pulse Ox | BP | Temp | Invasive Pressure | Cardiac Output | CO2 | BIS

## Physiological Monitors
Hosp | # | Epic Departments | Dept Grouper ID | Facility Room # | EPIC Bed # / Name | Central Monitor Bed Label | Fixed/Non Fixed | EPIC Device Name | DIM | DEV | Manuf. | Model / Type | EPIC Device Type | Host Name | IP Address | Description | Firmware Version | Serial # | Asset # | Device serial cable part#
BH | 1 | BH SURGEASE PRE OP |  | BAY 3 | N/A | SURGEAS¦PRE03 | Non-Fixed | BH-SURGEASE PREOP-M03 | BH00000077 | 306163 | GE | EAGLE SERIES 2 | Monitor GE Eagle | N/A | ?? | EAGLE SERIES 2 |  | MAFCO6866 | 8130 | GE Server
BH | 2 | BH SURGEASE PRE OP |  | BAY 21 | N/A | SURGEAS¦PRE21 | Non-Fixed | BH-SURGEASE PREOP-M21 | BH00000078 | 306164 | GE | EAGLE 4000 | Monitor GE Eagle | N/A | 126.1.47.138 | EAGLE 4000 | 6F | G7FB1979GR | 12546 | GE Server
BH | 3 | BH SURGEASE PRE OP |  | BAY 22 | N/A | SURGEAS¦PRE22 | Non-Fixed | BH-SURGEASE PREOP-M22 | BH00000079 | 306165 | GE | EAGLE 3000 | Monitor GE Eagle | N/A | 126.0.243.109 | EAGLE 3000 | 4A | G8LA3777G | 9790 | GE Server
BH | 4 | BH SURGEASE PRE OP |  | BAY 23 | N/A | SURGEAS¦PRE23 | Non-Fixed | BH-SURGEASE PREOP-M23 | BH00000080 | 306166 | GE | EAGLE 4000 | Monitor GE Eagle | N/A | 126.1.93.133 | EAGLE 4000 | 6F | 101033265 | 12439 | GE Server
BH | 5 | BH SURGEASE PRE OP |  | BAY 25 | N/A | SURGEAS¦PRE25 | Non-Fixed | BH-SURGEASE PREOP-M25 | BH00000081 | 306167 | GE | EAGLE 4000 | Monitor GE Eagle | N/A | ?? | EAGLE 4000 | 6F | 101023139 | 12547 | GE Server
BH | 6 | BH SURGEASE PRE OP |  | BAY 26 | N/A | SURGEAS¦PRE26 | Non-Fixed | BH-SURGEASE PREOP-M26 | BH00000082 | 306168 | GE | EAGLE 4000 | Monitor GE Eagle | N/A | 126.1.96.110 | EAGLE 4000 | 6F | 101044647 | 12730 | GE Server
BH | 7 | BH SURGEASE PACU |  | BAY 1 | N/A | SURGEAS¦PACU1 | Non-Fixed | BH-SURGEASE PACU-M01 | BH00000083 | 306169 | GE | EAGLE 4000 | Monitor GE Eagle | N/A | 126.1.96.98 | EAGLE 4000 | 6F | FOEJ4402M | 12742 | GE Server
BH | 8 | BH SURGEASE PACU |  | BAY 2 | N/A | SURGEAS¦PACU2 | Non-Fixed | BH-SURGEASE PACU-M02 | BH00000084 | 306170 | GE | EAGLE 4000 | Monitor GE Eagle | N/A | 126.0.183.209 | EAGLE 4000 | 6F | K7B2362GK | 12743 | GE Server
BH | 9 | BH SURGEASE PACU |  | BAY 3 | N/A | SURGEAS¦PACU3 | Non-Fixed | BH-SURGEASE PACU-M03 | BH00000085 | 306171 | GE | EAGLE 4000 | Monitor GE Eagle | N/A | 126.1.98.198 | EAGLE 4000 | 6F | FOEJ4394M | 12741 | GE Server
BH | 10 | BH SURGEASE PACU |  | BAY 4 | N/A | SURGEAS¦PACU4 | Non-Fixed | BH-SURGEASE PACU-M04 | BH00000086 | 306172 | GE | EAGLE 4000 | Monitor GE Eagle | N/A | 126.1.97.179 | EAGLE 4000 | 6F | FORJ4395M | 12739 | GE Server
BH | 11 | BH SURGEASE PACU |  | BAY 5 | N/A | SURGEAS¦PACU5 | Non-Fixed | BH-SURGEASE PACU-M05 | BH00000087 | 306173 | GE | EAGLE 4000 | Monitor GE Eagle | N/A | 126.0.165.85 | EAGLE 4000 | 6F | F7FB1815GR | 12543 | GE Server
BH | 12 | BH SURGEASE PACU |  | BAY 6 | N/A | SURGEAS¦PACU6 | Non-Fixed | BH-SURGEASE PACU-M06 | BH00000088 | 306174 | GE | EAGLE 4000 | Monitor GE Eagle | N/A | 126.1.28.159 | EAGLE 4000 | 6F | A9FB4934GR | 12745 | GE Server
BH | 13 | BH SURGEASE PACU |  | BAY 7 | N/A | SURGEAS¦PACU7 | Non-Fixed | BH-SURGEASE PACU-M07 | BH00000089 | 306175 | GE | EAGLE 4000 | Monitor GE Eagle | N/A | 126.0.164.189 | EAGLE 4000 | 6F | F7B1843GR | 12738 | GE Server
BH | 14 | BH SURGEASE PACU |  | BAY 8 | N/A | SURGEAS¦PACU8 | Non-Fixed | BH-SURGEASE PACU-M08 | BH00000090 | 306176 | GE | EAGLE 4000 | Monitor GE Eagle | N/A | 126.0.165.19 | EAGLE 4000 | 6F |  | 12679 | GE Server
BH | 15 | BH SURGEASE PACU |  | BAY 9 | N/A | SURGEAS¦PACU9 | Non-Fixed | BH-SURGEASE PEDI-M01 | BH00000091 | 306177 | GE | EAGLE 4000 | Monitor GE Eagle | N/A | 126.0.165.18 | EAGLE 4000 | 6F | J7FB2322GR | 12740 | GE Server
BH | 16 | BH SURGEASE PACU |  | BAY 10 | N/A | SURGEAS¦PAC10 | Non-Fixed | BH-SURGEASE PEDI-M02 | BH00000092 | 306178 | GE | EAGLE 4000 | Monitor GE Eagle | N/A | 126.0.73.159 | EAGLE 4000 | 6F | F7FB1849GR | 12681 | GE Server
BH | 17 | BH SURGEASE PACU |  | BAY 11 | N/A | SURGEAS¦PAC11 | Non-Fixed | BH-SURGEASE PEDI-M03 | BH00000093 | 306179 | GE | EAGLE 4000 | Monitor GE Eagle | N/A | 126.1.28.161 | EAGLE 4000 | 6F | F7FB1828GR | 12676 | GE Server
BH | 18 | BH SURGEASE PACU |  | RM F BAY 1 | N/A | SURGEAS¦ISOL | Non-Fixed | BH-SURGEASE ISOL-M01 | BH00000094 | 306180 | GE | EAGLE 4000 | Monitor GE Eagle | N/A | 126.0.97.84 | EAGLE 4000 | 6F | L5FC1868G | 8434 | GE Server
BH | 19 | BH MAIN PREP OP |  | Prep 1 | N/A | PRE-OP¦BED-1 | Non-Fixed | BH-MAIN PREOP-M01 | BH00000095 | 306181 | GE | EAGLE 4000 | Monitor GE Eagle | N/A | 126.0.165.220 | EAGLE 4000 | 6F | G7FB1980GR | 12678 | GE Server
BH | 20 | BH MAIN PREP OP |  | Prep 2 | N/A | PRE-OP¦BED-2 | Non-Fixed | BH-MAIN PREOP-M02 | BH00000096 | 306182 | GE | EAGLE 4000 | Monitor GE Eagle | N/A | 126.1.95.178 | EAGLE 4000 | 6F | G7FB2039BR | 12542 | GE Server
BH | 21 | BH MAIN PREP OP |  | Prep 4 | N/A | PRE-OP¦BED-4 | Non-Fixed | BH-MAIN PREOP-M04 | BH00000097 | 306183 | GE | EAGLE 4000 | Monitor GE Eagle | N/A | ?? | EAGLE 4000 | 6F | G7FB1989GR | 12540 | GE Server
BH | 22 | BH MAIN PREP OP |  | Prep 5 | N/A | PRE-OP¦BED-5 | Non-Fixed | BH-MAIN PREOP-M05 | BH00000098 | 306184 | GE | EAGLE 4000 | Monitor GE Eagle | N/A | 126.0.165.172 | EAGLE 4000 | 6F | F7FB1856GR | 12539 | GE Server
BH | 23 | BH MAIN PREP OP |  | Prep 6 | N/A | Pre-op¦SW3 | Non-Fixed | BH-MAIN PREOP-M06 | BH00000099 | 306185 | GE | EAGLE 4000 | Monitor GE Eagle | N/A | 126.1.18.65 | EAGLE 4000 | 6F | FOEJ4393N | 12731 | GE Server
BH | 24 | BH MAIN PREP OP |  | Prep 7 | N/A | Pre-op¦SW2 | Non-Fixed | BH-MAIN PREOP-M07 | BH00000100 | 306186 | GE | EAGLE 4000 | Monitor GE Eagle | N/A | 126.0.164.188 | EAGLE 4000 | 6F | F7FB1838GR | 12538 | GE Server
BH | 25 | BH MAIN PREP OP |  | Prep 8 | N/A | Pre-op¦SW1 | Non-Fixed | BH-MAIN PREOP-M08 | BH00000101 | 306187 | GE | EAGLE 4000 | Monitor GE Eagle | N/A | 126.0.224.200 | EAGLE 4000 | 6F | 101033260 | 12444 | GE Server
BH | 26 | BH MAIN PREP OP |  | Prep 10 | N/A | Pre-op¦Bed10 | Non-Fixed | BH-MAIN PREOP-M10 | BH00000102 | 306188 | GE | EAGLE 4000 | Monitor GE Eagle | N/A | 126.0.183.98 | EAGLE 4000 | 6F | F7FB1857GR | 12535 | GE Server
BH | 27 | BH MAIN PREP OP |  | Prep 11 | N/A | Pre-op¦Bed11 | Non-Fixed | BH-MAIN PREOP-M11 | BH00000103 | 306189 | GE | EAGLE 4000 | Monitor GE Eagle | N/A | 126.0.165.40 | EAGLE 4000 | 6F |  |  | GE Server
BH | 28 | BH MAIN PACU |  | Recovery 1 | N/A | PACU¦BED-1 | Non-Fixed | BH-MAIN PACU-M01 | BH00000104 | 306190 | GE | EAGLE 4000 | Monitor GE Eagle | N/A | 126.2.183.98 | EAGLE 4000 | 6F | J7FB2309GK | 12677 | GE Server
BH | 29 | BH MAIN PACU |  | Recovery 2 | N/A | PACU¦BED-2 | Non-Fixed | BH-MAIN PACU-M02 | BH00000105 | 306191 | GE | EAGLE 4000 | Monitor GE Eagle | N/A | 126.2.18.65 | EAGLE 4000 | 6F | L8FB4628GK | 12848 | GE Server
BH | 30 | BH MAIN PACU |  | Recovery 3 | N/A | PACU¦BED-3 | Non-Fixed | BH-MAIN PACU-M03 | BH00000106 | 306192 | GE | EAGLE 4000 | Monitor GE Eagle | N/A | 126.2.164.188 | EAGLE 4000 | 6F | G7FB1911GK | 12537 | GE Server
BH | 31 | BH MAIN PACU |  | Recovery 4 | N/A | PACU¦BED-4 | Non-Fixed | BH-MAIN PACU-M04 | BH00000107 | 306193 | GE | EAGLE 4000 | Monitor GE Eagle | N/A | 126.0.184.40 | EAGLE 4000 | 6F | K7FB2413GK | 12680 | GE Server
BH | 32 | BH MAIN PACU |  | Recovery 5 | N/A | PACU¦BED-5 | Non-Fixed | BH-MAIN PACU-M05 | BH00000108 | 306194 | GE | EAGLE 4000 | Monitor GE Eagle | N/A | 126.1.96.52 | EAGLE 4000 | 6F | FOEJ4398N | 12728 | GE Server
BH | 33 | BH MAIN PACU |  | Recovery 6 | N/A | PACU¦BED-6 | Non-Fixed | BH-MAIN PACU-M06 | BH00000109 | 306195 | GE | EAGLE 4000 | Monitor GE Eagle | N/A | 126.1.28.171 | EAGLE 4000 | 6F | B9FB4968GK | 12673 | GE Server
BH | 34 | BH MAIN PACU |  | Recovery 7 (Iso) | N/A | PACU¦BED-7 | Non-Fixed | BH-MAIN PACU-M07 | BH00000110 | 306196 | GE | EAGLE 4000 | Monitor GE Eagle | N/A | 126.1.96.94 | EAGLE 4000 | 6F | F0EJ4399N | 12727 | GE Server
BH | 35 | BH MAIN PACU |  | Recovery 8 | N/A | PACU¦BED-8 | Non-Fixed | BH-MAIN PACU-M08 | BH00000111 | 306197 | GE | EAGLE 4000 | Monitor GE Eagle | N/A | 126.0.183.152 | EAGLE 4000 | 6F | K7FB2354GK | 12675 | GE Server
BH | 36 | BH MAIN PACU |  | Recovery 9 | N/A | PACU¦BED-9 | Non-Fixed | BH-MAIN PACU-M09 | BH00000112 | 306198 | GE | EAGLE 4000 | Monitor GE Solar | N/A | 126.1.29.224 | EAGLE 4000 | 6F | C9FB5228GR | 18691 | GE Server
BH | 37 | BH UROLOGY SUITE BH EMERGENCY DEPARTMENT | 304015 | Exam 2 | N/A | UROL¦PROC2 | Non-Fixed | BH-UROLOGY PROC-M02 | BH00000113 | 306199 | GE | DASH | Monitor GE Dash | N/A | 126.12.251.19 | DASH |  |  |  | GE Server
BH | 38 | BH UROLOGY SUITE BH EMERGENCY DEPARTMENT | 304015 | Exam 3 | N/A | UROL¦PROC3 | Non-Fixed | BH-UROLOGY PROC-M03 | BH00000114 | 306200 | GE | DASH | Monitor GE Dash | N/A | 126.12.251.72 | DASH |  |  |  | GE Server
BH | 39 | BH UROLOGY SUITE BH EMERGENCY DEPARTMENT | 304015 | Procedure 4 | N/A | UROL¦PROC4 | Non-Fixed | BH-UROLOGY PROC-M04 | BH00000115 | 306201 | GE | DASH | Monitor GE Dash | N/A | 126.12.242.25 | DASH |  |  |  | GE Server
BH | 40 | BH UROLOGY SUITE BH EMERGENCY DEPARTMENT | 304015 | Recovery 1 | N/A | UROL¦REC1 | Non-Fixed | BH-UROLOGY REC-M01 | BH00000116 | 306202 | GE | DASH | Monitor GE Dash | N/A | 126.12.241.114 | DASH |  |  |  | GE Server
BH | 41 | BH UROLOGY SUITE BH EMERGENCY DEPARTMENT | 304015 | Recovery 2 | N/A | UROL¦REC2 | Non-Fixed | BH-UROLOGY REC-M02 | BH00000117 | 306203 | GE | DASH | Monitor GE Dash | N/A | 126.12.251.54 | DASH |  |  |  | GE Server
BH | 42 | BH UROLOGY SUITE BH EMERGENCY DEPARTMENT | 304015 | Recovery 3 | N/A | UROL¦REC3 | Non-Fixed | BH-UROLOGY REC-M03 | BH00000118 | 306204 | GE | DASH | Monitor GE Dash | N/A | 126.12.252.112 | DASH |  |  |  | GE Server
BH | 43 | BH UROLOGY SUITE BH EMERGENCY DEPARTMENT | 304015 | Recovery 4 | N/A | UROL¦REC4 | Non-Fixed | BH-UROLOGY REC-M04 | BH00000119 | 306205 | GE | DASH | Monitor GE Dash | N/A | 126.12.231.27 | DASH |  |  |  | GE Server
BH | 44 | BH UROLOGY SUITE BH EMERGENCY DEPARTMENT | 304015 | Recovery 5 | N/A | UROL¦REC5 | Non-Fixed | BH-UROLOGY REC-M05 | BH00000120 | 306206 | GE | DASH | Monitor GE Dash | N/A | 126.12.251.179 | DASH |  |  |  | GE Server
BH | 45 | BH EMERGENCY DEPARTMENT |  | RM 1A | 3001-A | Bed 1A | Fixed | BH-ED OBS-M3001A | BH00000121 | 306207 | Philips Medical | Intellivue MP50 | Monitor Philips IntelliVue | N/A |  | M8004A |  | DE44025376 | 15435 | Philips Server
BH | 46 | BH EMERGENCY DEPARTMENT |  | RM 1B | 3001-B | Bed 1B | Fixed | BH-ED OBS-M3001B | BH00000366 | 306414 | Philips Medical |  | Monitor Philips IntelliVue | N/A | [5 empty] | Philips Server
BH | 47 | BH EMERGENCY DEPARTMENT |  | RM 2A | 3002-A | Bed 2A | Fixed | BH-ED OBS-M3002A | BH00000122 | 306208 | Philips Medical | Intellivue MP50 | Monitor Philips IntelliVue | N/A |  | M8004A |  | DE44025375 | 15422 | Philips Server
BH | 48 | BH EMERGENCY DEPARTMENT |  | RM 2B | 3002-B | Bed 2B | Fixed | BH-ED OBS-M3002B | BH00000367 | 306415 | Philips Medical | Intellivue MP50 | Monitor Philips IntelliVue | N/A |  | M8004A | G.01.80 | DE72850720 | B005543 | Philips Server
BH | 49 | BH EMERGENCY DEPARTMENT |  | RM 3A | 3003-A | Bed 3A | Fixed | BH-ED OBS-M3003A | BH00000123 | 306209 | Philips Medical | Intellivue MP50 | Monitor Philips IntelliVue | N/A |  | M8004A |  | DE72850750 | 17021 | Philips Server
BH | 50 | BH EMERGENCY DEPARTMENT |  | RM 3B | 3003-B | Bed 3B | Fixed | BH-ED OBS-M3003B | BH00000368 | 306416 | Philips Medical | Intellivue MP50 | Monitor Philips IntelliVue | N/A |  | M8004A | G.01.80 | DE72850747 | B005327 | Philips Server
BH | 51 | BH EMERGENCY DEPARTMENT |  | RM 4A | 3004-A | Bed 4A | Fixed | BH-ED OBS-M3004A | BH00000124 | 306210 | Philips Medical |  | Monitor Philips IntelliVue | N/A | [5 empty] | Philips Server
BH | 52 | BH EMERGENCY DEPARTMENT |  | RM 4B | 3004-B | Bed 4B | Fixed | BH-ED OBS-M3004B | BH00000125 | 306211 | Philips Medical | Intellivue MP50 | Monitor Philips IntelliVue | N/A |  | M8004A | G.01.80 | DE72850775 | B005538 | Philips Server
BH | 53 | BH EMERGENCY DEPARTMENT |  | RM 5A | 3005-A | Bed 5A | Fixed | BH-ED OBS-M3005A | BH00000126 | 306212 | Philips Medical |  | Monitor Philips IntelliVue | N/A | [5 empty] | Philips Server
BH | 54 | BH EMERGENCY DEPARTMENT |  | RM 5B | 3005-B | Bed 5B | Fixed | BH-ED OBS-M3005B | BH00000127 | 306213 | Philips Medical | Intellivue MP50 | Monitor Philips IntelliVue | N/A |  | M8004A |  | DE72850765 | 17024 | Philips Server
BH | 55 | BH EMERGENCY DEPARTMENT |  | RM 6A | 3006-A | Bed 6A | Fixed | BH-ED OBS-M3006A | BH00000128 | 306214 | Philips Medical |  | Monitor Philips IntelliVue | N/A | [5 empty] | Philips Server
BH | 56 | BH EMERGENCY DEPARTMENT |  | RM 6B | 3006-B | Bed 6B | Fixed | BH-ED OBS-M3006B | BH00000129 | 306215 | Philips Medical | Intellivue MP50 | Monitor Philips IntelliVue | N/A |  | M8004A | G.01.80 | DE72850809 | B005421 | Philips Server
BH | 57 | BH EMERGENCY DEPARTMENT |  | RM 7A | 3007-A | Bed 7A | Fixed | BH-ED OBS-M3007A | BH00000130 | 306216 | Philips Medical |  | Monitor Philips IntelliVue | N/A |  |  |  | DE72850744 |  | Philips Server
BH | 58 | BH EMERGENCY DEPARTMENT |  | RM 7B | 3007-B | Bed 7B | Fixed | BH-ED OBS-M3007B | BH00000131 | 306217 | Philips Medical | Intellivue MP50 | Monitor Philips IntelliVue | N/A |  | M8004A | G.01.80 | DE72850768 | B005418 | Philips Server
BH | 59 | BH EMERGENCY DEPARTMENT |  | RM 8A | 3008-A | Bed 8A | Fixed | BH-ED OBS-M3008A | BH00000132 | 306218 | Philips Medical |  | Monitor Philips IntelliVue | N/A | [5 empty] | Philips Server
BH | 60 | BH EMERGENCY DEPARTMENT |  | RM 8B | 3008-B | Bed 8B | Fixed | BH-ED OBS-M3008B | BH00000369 | 306417 | Philips Medical | Intellivue MP50 | Monitor Philips IntelliVue | N/A |  | M8004A | G.01.80 | DE72850764 | B005411 | Philips Server
BH | 61 | BH EMERGENCY DEPARTMENT |  | RM 1 | MMNH1 | MAMED¦BED1 | Fixed | BH-ED-M01 | BH00000133 | 306219 | GE | DASH 5000 | Monitor Emergency Department | N/A | 126.12.0.119 | DASH 5000 |  | SD010387735GA | 18858 | GE Server
BH | 62 | BH EMERGENCY DEPARTMENT |  | RM 2 | MMNH2 | MAMED¦BED2 | Fixed | BH-ED-M02 | BH00000134 | 306220 | GE | DASH 5000 | Monitor Emergency Department | N/A | 126.8.173.139 | DASH 5000 |  | SD010522602GA | 18857 | GE Server
BH | 63 | BH EMERGENCY DEPARTMENT |  | RM 3 | MMNH3 | MAMED¦BED3 | Fixed | BH-ED-M03 | BH00000135 | 306221 | GE | DASH 5000 | Monitor Emergency Department | N/A | 126.8.168.237 | DASH 5000 |  | SD010387735GA | 18855 | GE Server
BH | 64 | BH EMERGENCY DEPARTMENT |  | RM 4 | MMNH4 | MAMED¦BED4 | Fixed | BH-ED-M04 | BH00000136 | 306222 | GE | DASH 5000 | Monitor Emergency Department | N/A | 126.12.21.135 | DASH 5000 |  | SD010522571GA | 18854 | GE Server
BH | 65 | BH EMERGENCY DEPARTMENT |  | RM 19 | SF 19 | MAMED¦19 | Fixed | BH-ED-M19 | BH00000142 | 306228 | GE | Solar 8000I | Monitor Emergency Department | N/A | 126.6.137.214 | Solar 8000I |  | SCZ08045184GA | 16612 | GE Server
BH | 66 | BH EMERGENCY DEPARTMENT |  | RM 20 | SF 20 | MAMED¦20 | Fixed | BH-ED-M20 | BH00000143 | 306229 | GE | Solar 8000I | Monitor Emergency Department | N/A | 126.6.137.185 | Solar 8000I |  | SCZ08045179GA | 17068 | GE Server
BH | 67 | BH EMERGENCY DEPARTMENT |  | RM 21 | SF 21 | MAMED¦21 | Fixed | BH-ED-M21 | BH00000144 | 306230 | GE | Solar 8000I | Monitor Emergency Department | N/A | 126.6.151.25 | Solar 8000I |  | SCZ07514577GR | 17392 | GE Server
BH | 68 | BH EMERGENCY DEPARTMENT |  | RM 22 | MM22 | MAMED¦22 | Fixed | BH-ED-M22 | BH00000145 | 306231 | GE | Solar 8000I | Monitor Emergency Department | N/A | 126.6.137.218 | Solar 8000I |  | SCZ07514579GR | 17388 | GE Server
BH | 69 | BH EMERGENCY DEPARTMENT |  | RM 23 | MM23 | MAMED¦23 | Fixed | BH-ED-M23 | BH00000146 | 306232 | GE | Solar 8000I | Monitor Emergency Department | N/A | 126.6.156.153 | Solar 8000I |  | SCZ07443449GR | 17384 | GE Server
BH | 70 | BH EMERGENCY DEPARTMENT |  | RM 24 | SF 24 | MAMED¦24 | Fixed | BH-ED-M24 | BH00000147 | 306233 | GE | Solar 8000I | Monitor Emergency Department | N/A | 126.6.157.31 | Solar 8000I |  | SCZ07443451GR | 17380 | GE Server
BH | 71 | BH EMERGENCY DEPARTMENT |  | RM 25 | MM25 | MAMED¦25 | Fixed | BH-ED-M25 | BH00000148 | 306234 | GE | Solar 8000I | Monitor Emergency Department | N/A | 126.6.157.47 | Solar 8000I |  | SCZ07443379GR | 17145 | GE Server
BH | 72 | BH EMERGENCY DEPARTMENT |  | RM 26 | MM26 | MAMED¦26 | Fixed | BH-ED-M26 | BH00000149 | 306235 | GE | Solar 8000I | Monitor Emergency Department | N/A | 126.6.158.121 | Solar 8000I |  | SCZ07443371GR | 17141 | GE Server
BH | 73 | BH EMERGENCY DEPARTMENT |  | RM 27 | MM27 | MAMED¦27 | Fixed | BH-ED-M27 | BH00000150 | 306236 | GE | Solar 8000I | Monitor Emergency Department | N/A | 126.6.159.63 | Solar 8000I |  | SCZ07443395GR | 17367 | GE Server
BH | 74 | BH EMERGENCY DEPARTMENT |  | RM 28 | MM28 | MAMED¦28 | Fixed | BH-ED-M28 | BH00000151 | 306237 | GE | Solar 8000I | Monitor Emergency Department | N/A | 126.6.156.17 | Solar 8000I |  | SCZ07443490GR | 17363 | GE Server
BH | 75 | BH EMERGENCY DEPARTMENT |  | RM 29 | MM29 | MAMED¦29 | Fixed | BH-ED-M29 | BH00000152 | 306238 | GE | Solar 8000I | Monitor Emergency Department | N/A | 126.6.159.35 | Solar 8000I |  | SCZ07443443GR | 17359 | GE Server
BH | 76 | BH EMERGENCY DEPARTMENT |  | RM 30 | MM30 | MAMED¦30 | Fixed | BH-ED-M30 | BH00000153 | 306239 | GE | Solar 8000I | Monitor Emergency Department | N/A | 126.6.157.83 | Solar 8000I |  | SCZ07443443GR | 17355 | GE Server
BH | 77 | BH EMERGENCY DEPARTMENT |  | RM 31 | Trauma 31 | MAMED¦31 | Fixed | BH-ED-M31 | BH00000154 | 306240 | GE | Solar 8000I | Monitor Emergency Department | N/A | 126.6.147.47 | Solar 8000I |  | SCZ07524804GR | 17347 | GE Server
BH | 78 | BH EMERGENCY DEPARTMENT |  | RM 32 | MM32 | MAMED¦32 | Fixed | BH-ED-M32 | BH00000155 | 306241 | GE | Solar 8000I | Monitor Emergency Department | N/A | 126.6.159.39 | Solar 8000I |  | SCZ07443373GR | 17352 | GE Server
BH | 79 | BH EMERGENCY DEPARTMENT |  | RM 33 | MM33 | MAMED¦33 | Fixed | BH-ED-M33 | BH00000156 | 306242 | GE | Solar 8000I | Monitor Emergency Department | N/A | 126.6.157.212 | Solar 8000I |  | SCZ07443362GR | 17343 | GE Server
BH | 80 | BH EMERGENCY DEPARTMENT |  | RM 34 | MM34 | MAMED¦34 | Fixed | BH-ED-M34 | BH00000157 | 306243 | GE | Solar 8000I | Monitor Emergency Department | N/A | 126.6.159.23 | Solar 8000I |  | SCZ07443398GR | 17339 | GE Server
BH | 81 | BH EMERGENCY DEPARTMENT |  | RM 35 | MM35 | MAMED¦35 | Fixed | BH-ED-M35 | BH00000158 | 306244 | GE | Solar 8000I | Monitor Emergency Department | N/A | 126.6.156.250 | Solar 8000I |  | SCZ07443445GR | 17335 | GE Server
BH | 82 | BH EMERGENCY DEPARTMENT |  | Bay 36 | MM36 | MAMED¦36 | Fixed | BH-ED-M36 | BH00000159 | 306245 | GE | Solar 8000I | Monitor Emergency Department | N/A | 126.6.157.177 | Solar 8000I |  | SCZ07443388GR | 17331 | GE Server
BH | 83 | BH EMERGENCY DEPARTMENT |  | Bay 37 | MM37 | MAMED¦37 | Fixed | BH-ED-M37 | BH00000160 | 306246 | GE | Solar 8000I | Monitor Emergency Department | N/A | 126.6.156.208 | Solar 8000I |  | SCZ07443455GR | 17330 | GE Server
BH | 84 | BH EMERGENCY DEPARTMENT |  | Bay 38 | MM38 | MAMED¦38 | Fixed | BH-ED-M38 | BH00000161 | 306247 | GE | Solar 8000I | Monitor Emergency Department | N/A | 126.6.157.69 | Solar 8000I |  | SCZ07443403GR | 17374 | GE Server
BH | 85 | BH EMERGENCY DEPARTMENT |  | Bay 39 | MM39 | MAMED¦39 | Fixed | BH-ED-M39 | BH00000162 | 306248 | GE | Solar 8000I | Monitor Emergency Department | N/A | 126.6.158.129 | Solar 8000I |  | SCZ074433976GR | 17324 | GE Server
BH | 86 | BH EMERGENCY DEPARTMENT |  | Bay 40 | MM40 | MAMED¦40 | Fixed | BH-ED-M40 | BH00000163 | 306249 | GE | Solar 8000I | Monitor Emergency Department | N/A | 126.6.156.13 | Solar 8000I |  | SCZ0744349GR | 17320 | GE Server
BH | 87 | BH EMERGENCY DEPARTMENT |  | Bay 41 | MM41 | MAMED¦41 | Fixed | BH-ED-M41 | BH00000164 | 306250 | GE | Solar 8000I | Monitor Emergency Department | N/A | 126.6.127.111 | Solar 8000I |  | SCZ07443394GR | 17316 | GE Server
BH | 88 | BH EMERGENCY DEPARTMENT |  | Observation 1 | MM42 | MAMED¦42 | Fixed | BH-ED-M42 | BH00000137 | 306223 | GE | Solar 8000I | Monitor Emergency Department | N/A | 126.6.154.91 | Solar 8000I |  | SCZ08045158GA | 16616 | GE Server
BH | 89 | BH EMERGENCY DEPARTMENT |  | Observation 2 | MM43 | MAMED¦43 | Fixed | BH-ED-M43 | BH00000138 | 306224 | GE | Solar 8000I | Monitor Emergency Department | N/A | 126.6.137.173 | Solar 8000I |  | SCZ08045184GA | 16612 | GE Server
BH | 90 | BH EMERGENCY DEPARTMENT |  | Observation 3 | MM44 | MAMED¦44 | Fixed | BH-ED-M44 | BH00000139 | 306225 | GE | Solar 8000I | Monitor Emergency Department | N/A | 126.6.137.37 | Solar 8000I |  | SCZ08045179GA | 17068 | GE Server
BH | 91 | BH EMERGENCY DEPARTMENT |  | Observation 4 | MM45 | MAMED¦45 | Fixed | BH-ED-M45 | BH00000140 | 306226 | GE | Solar 8000I | Monitor Emergency Department | N/A | 126.6.137.23 | Solar 8000I |  | SCZ07514577GR | 17392 | GE Server
BH | 92 | BH EMERGENCY DEPARTMENT |  | Observation 5 | MM46 | MAMED¦46 | Fixed | BH-ED-M46 | BH00000141 | 306227 | GE | Solar 8000I | Monitor Emergency Department | N/A | 126.6.137.155 | Solar 8000I |  | SCZ08045158GA | 16616 | GE Server
BH | 93 | BH EMERGENCY DEPARTMENT |  | TRAMA RM 4 | Trauma 04 | MAMED¦TRA-4 | Fixed | BH-ED-TRAUMA4 | BH00000165 | 306251 | GE | Solar 8000I | Monitor Emergency Department | N/A | 126.6.150.55 | Solar 8000I |  | SCZ08045185GA | 17059 | GE Server
BH | 94 | BH EMERGENCY DEPARTMENT |  | TRAMA RM 5 | Trauma 05 | MAMED¦TRA-5 | Fixed | BH-ED-TRAUMA5 | BH00000166 | 306252 | GE | Solar 8000I | Monitor Emergency Department | N/A | 126.6.137.41 | Solar 8000I |  | SCZ08045211GA | 17063 | GE Server
BH | 95 | BH BURN UNIT (SCHINE 4) |  | 401 | 401-A | 401 | Fixed | BH-BURN-M401 | BH00000167 | 306253 | Philips Medical | Intellivue MP70 | Monitor Philips IntelliVue | N/A |  | M8007A |  | DE54940365 | 15450 | Philips Server
BH | 96 | BH BURN UNIT (SCHINE 4) |  | 402 | 402-A | 402 | Fixed | BH-BURN-M402 | BH00000168 | 306254 | Philips Medical | Intellivue MP70 | Monitor Philips IntelliVue | N/A |  | M8007A |  | DE54940377 | 15452 | Philips Server
BH | 97 | BH BURN UNIT (SCHINE 4) |  | 404 | 404-A | 404 | Fixed | BH-BURN-M404 | BH00000169 | 306255 | Philips Medical | Intellivue MP70 | Monitor Philips IntelliVue | N/A |  | M8007A |  | DE54940362 | 15454 | Philips Server
BH | 98 | BH BURN UNIT (SCHINE 4) |  | 405-A | 405-A | 405D | Fixed | BH-BURN-M405A | BH00000170 | 306256 | Philips Medical | Intellivue MP50 | Monitor Philips IntelliVue | N/A |  | M8004A |  |  |  | Philips Server
BH | 99 | BH BURN UNIT (SCHINE 4) |  | 405-B | 405-B | 405W | Fixed | BH-BURN-M405B | BH00000171 | 306257 | Philips Medical | Intellivue MP70 | Monitor Philips IntelliVue | N/A |  | M8007A |  |  |  | Philips Server
BH | 100 | BH BURN UNIT (SCHINE 4) |  | 406 | 406-A | 406 | Fixed | BH-BURN-M406 | BH00000172 | 306258 | Philips Medical | Intellivue MP70 | Monitor Philips IntelliVue | N/A |  | M8007A |  | DE54940384 | 15456 | Philips Server
BH | 101 | BH BURN UNIT (SCHINE 4) |  | 411 | 411-A | 411 | Fixed | BH-BURN-M411 | BH00000173 | 306259 | Philips Medical | Intellivue MP50 | Monitor Philips IntelliVue | N/A |  | M8004A |  |  |  | Philips Server
BH | 102 | BH BURN UNIT (SCHINE 4) |  | 415 | 415-A | 415 | Fixed | BH-BURN-M415 | BH00000174 | 306260 | Philips Medical | Intellivue MP50 | Monitor Philips IntelliVue | N/A |  | M8004A |  |  |  | Philips Server
BH | 103 | BH BURN UNIT (SCHINE 4) |  | 417 | TBD | 417 | Fixed | BH-BURN-M417 | BH00000175 | 306261 | Philips Medical | Intellivue MP50 | Monitor Philips IntelliVue | N/A |  | M8004A |  |  |  | Philips Server
BH | 104 | BH ENDOSCOPY |  | PACU Bay 1 | N/A | ENDO¦BAY01 | Non-Fixed | BH-ENDO REC-M01 | BH00000176 | 306262 | GE | DASH 4000 | Monitor GE Dash | N/A | 126.3.45.32 | DASH 4000 |  | D3DJ7500G | 13813 | GE Server
BH | 105 | BH ENDOSCOPY |  | PACU Bay 2 | N/A | ENDO¦BAY02 | Non-Fixed | BH-ENDO REC-M02 | BH00000177 | 306263 | GE | DASH 4000 | Monitor GE Dash | N/A | 126.3.46.247 | DASH 4000 |  | D3DJ7695G | 13800 | GE Server
BH | 106 | BH ENDOSCOPY |  | PACU Bay 3 | N/A | ENDO¦BAY03 | Non-Fixed | BH-ENDO REC-M03 | BH00000178 | 306264 | GE | DASH 4000 | Monitor GE Dash | N/A | 126.13.133.162 | DASH 4000 |  | D3DJ7692G | 13801 | GE Server
BH | 107 | BH ENDOSCOPY |  | PACU Bay 4 | N/A | ENDO¦BAY04 | Non-Fixed | BH-ENDO REC-M04 | BH00000179 | 306265 | GE | DASH 4000 | Monitor GE Dash | N/A | 126.3.46.244 | DASH 4000 |  | D3DJ7514G | 13798 | GE Server
BH | 108 | BH ENDOSCOPY |  | PACU Bay 5 | N/A | ENDO¦BAY05 | Non-Fixed | BH-ENDO REC-M05 | BH00000180 | 306266 | GE | DASH 4000 | Monitor GE Dash | N/A | 126.3.45.88 | DASH 4000 |  | C3DJ7287G | 13799 | GE Server
BH | 109 | BH ENDOSCOPY |  | PACU Bay 6 | N/A | ENDO¦BAY06 | Non-Fixed | BH-ENDO REC-M06 | BH00000181 | 306267 | GE | DASH 4000 | Monitor GE Dash | N/A | 126.3.46.224 | DASH 4000 |  | C3DJ7280G | 13805 | GE Server
BH | 110 | BH ENDOSCOPY |  | PACU Bay 7 | N/A | ENDO¦BAY07 | Non-Fixed | BH-ENDO REC-M07 | BH00000182 | 306268 | GE | DASH 4000 | Monitor GE Dash | N/A | 126.3.67.158 | DASH 4000 |  | C3DJ7291G | 13812 | GE Server
BH | 111 | BH ENDOSCOPY |  | PACU Bay 8 | N/A | ENDO¦BAY08 | Non-Fixed | BH-ENDO REC-M08 | BH00000183 | 306269 | GE | DASH 4000 | Monitor GE Dash | N/A | 126.3.46.147 | DASH 4000 |  | D3DJ7508G | 13806 | GE Server
BH | 112 | BH ENDOSCOPY |  | PACU Bay 18 | N/A | ENDO¦BAY18 | Non-Fixed | BH-ENDO REC-M18 | BH00000184 | 306270 | GE | DASH 4000 | Monitor GE Dash | N/A | 126.3.46.15 | DASH 4000 |  | D3DJ7699G | 13804 | B1-CAQ
BH | 113 | BH ENDOSCOPY |  | MOBILE | N/A | N/A | Non-Fixed | BH-ENDO MOBILE-M01 | BH00000185 | 306271 | GE | DASH 4000 | Monitor GE Dash | N/A |  | DASH 4000 |  | D3DJ7631G | 13802 | B1-CAQ
BH | 114 | BH ENDOSCOPY |  | MOBILE | N/A | N/A | Non-Fixed | BH-ENDO MOBILE-M02 | BH00000186 | 306272 | GE | DASH 4000 | Monitor GE Dash | N/A |  | DASH 4000 |  | C3DJ7296G | 13807 | B1-CAQ
BH | 115 | BH ENDOSCOPY |  | MOBILE | N/A | N/A | Non-Fixed | BH-ENDO MOBILE-M03 | BH00000187 | 306273 | GE | DASH 4000 | Monitor GE Dash | N/A |  | DASH 4000 |  | C3DJ7278G | 13809 | B1-CAQ
BH | 116 | BH ENDOSCOPY |  | MOBILE | N/A | N/A | Non-Fixed | BH-ENDO MOBILE-M04 | BH00000188 | 306274 | GE | DASH 4000 | Monitor GE Dash | N/A |  | DASH 4000 |  | C3DJ7279G | 13797 | B1-CAQ
BH | 117 | BH ANESTHESIA |  | Procedure #1 | N/A | N/A | Non-Fixed | BH-ENDO PROC-M01 | BH00000189 | 306275 | GE | CARESCAPE B650 | Monitor GE Carescape | N/A |  | CARESCAPE B650 |  |  | 19901 | USB + B1-CAB
BH | 118 | BH ANESTHESIA |  | Procedure #2 | N/A | N/A | Non-Fixed | BH-ENDO PROC-M02 | BH00000190 | 306276 | GE | CARESCAPE B650 | Monitor GE Carescape | N/A |  | CARESCAPE B650 |  |  | 19949 | USB + B1-CAB
BH | 119 | BH ANESTHESIA |  | Procedure #4 | N/A | N/A | Non-Fixed | BH-ENDO PROC-M04 | BH00000191 | 306277 | GE | CARESCAPE B650 | Monitor GE Carescape | N/A |  | CARESCAPE B650 |  |  | 19903 | USB + B1-CAB
BH | 120 | BH ANESTHESIA |  | Procedure #5 | N/A | N/A | Non-Fixed | BH-ENDO PROC-M05 | BH00000192 | 306278 | GE | CARESCAPE B650 | Monitor GE Carescape | N/A |  | CARESCAPE B650 |  |  | 19902 | USB + B1-CAB
BH | 121 | BH ANESTHESIA |  | Procedure #6 | N/A | N/A | Non-Fixed | BH-ENDO PROC-M06 | BH00000193 | 306279 | GE | CARESCAPE B650 | Monitor GE Carescape | N/A |  | CARESCAPE B650 |  |  | 19326 | USB + B1-CAB
BH | 122 | BH DELIVERY ROOM |  | TRIAGE BAY 10 | 5010-A | DLR_10 | Non-Fixed | BH-DELIVERY-M10 | BH00000194 | 306280 | Philips Medical | Intellivue MP30 | Monitor Philips IntelliVue | N/A |  | M8002A |  | DE52612090 | 14952 | Philips Server
BH | 123 | BH DELIVERY ROOM |  | TRIAGE BAY 11 | 5011-A | DLR_11 | Non-Fixed | BH-DELIVERY-M11 | BH00000195 | 306281 | Philips Medical | Intellivue MP30 | Monitor Philips IntelliVue | N/A |  | M8002A |  | DE52612081 | 14947 | Philips Server
BH | 124 | BH DELIVERY ROOM |  | TRIAGE BAY 12 | 5012-A | DLR_12 | Non-Fixed | BH-DELIVERY-M12 | BH00000196 | 306282 | Philips Medical | Intellivue MP30 | Monitor Philips IntelliVue | N/A |  | M8002A |  | DE52612086 | 14942 | Philips Server
BH | 125 | BH DELIVERY ROOM |  | TRIAGE BAY 13 | 5013-A | DLR_13 | Non-Fixed | BH-DELIVERY-M13 | BH00000197 | 306283 | Philips Medical | Intellivue MP30 | Monitor Philips IntelliVue | N/A |  | M8002A |  | DE52612093 | 14885 | Philips Server
BH | 126 | BH DELIVERY ROOM |  | TRIAGE BAY 14 | 5014-A | DLR_14 | Non-Fixed | BH-DELIVERY-M14 | BH00000198 | 306284 | Philips Medical | Intellivue MP30 | Monitor Philips IntelliVue | N/A |  | M8002A |  | DE52612091 | 14945 | Philips Server
BH | 127 | BH PULMONARY FUNCTION |  | Bronch Suite | N/A | BRONCH¦RM01 | Non-Fixed | BH-BRONCH-M01 | BH00000199 | 306285 | GE | CARESCAPE B650 | Monitor GE Carescape | N/A | 126.16.54.143 | CARESCAPE B650 |  |  |  | GE Server
BH | 128 | YNHCH BH NEWBORN ICU |  | Bay 1 | Bay1-1 | BAY 01 | Fixed | BH-NBICU-M01 | BH00000200 | 306286 | Philips Medical | Intellivue MP50 | Monitor Philips IntelliVue | N/A |  | M8004A |  | DE44019291 | 14893 | Philips Server
BH | 129 | YNHCH BH NEWBORN ICU |  | Bay 2 | Bay1-2 | BAY 02 | Fixed | BH-NBICU-M02 | BH00000201 | 306287 | Philips Medical | Intellivue MP50 | Monitor Philips IntelliVue | N/A |  | M8004A |  | DE44019281 | 14911 | Philips Server
BH | 130 | YNHCH BH NEWBORN ICU |  | Bay 3 | Bay1-3 | BAY 03 | Fixed | BH-NBICU-M03 | BH00000202 | 306288 | Philips Medical | Intellivue MP50 | Monitor Philips IntelliVue | N/A |  | M8004A |  | DE44019304 | 14912 | Philips Server
BH | 131 | YNHCH BH NEWBORN ICU |  | Bay 4 | Bay1-4 | BAY 04 | Fixed | BH-NBICU-M04 | BH00000203 | 306289 | Philips Medical | Intellivue MP50 | Monitor Philips IntelliVue | N/A |  | M8004A |  | DE44019278 | 14918 | Philips Server
BH | 132 | YNHCH BH NEWBORN ICU |  | Bay 5 | Bay1-5 | BAY 05 | Fixed | BH-NBICU-M05 | BH00000204 | 306290 | Philips Medical | Intellivue MP50 | Monitor Philips IntelliVue | N/A |  | M8004A |  | DE44019289 | 14902 | Philips Server
BH | 133 | YNHCH BH NEWBORN ICU |  | Bay 6 | Bay1-6 | BAY 06 | Fixed | BH-NBICU-M06 | BH00000205 | 306291 | Philips Medical | Intellivue MP50 | Monitor Philips IntelliVue | N/A |  | M8004A |  | DE44019260 | 14872 | Philips Server
BH | 134 | YNHCH BH NEWBORN ICU |  | Bay 7 | Bay2-7 | BAY 07 | Fixed | BH-NBICU-M07 | BH00000206 | 306292 | Philips Medical | Intellivue MP50 | Monitor Philips IntelliVue | N/A |  | M8004A |  | DE44019301 | 14891 | Philips Server
BH | 135 | YNHCH BH NEWBORN ICU |  | Bay 8 | Bay2-8 | BAY 08 | Fixed | BH-NBICU-M08 | BH00000207 | 306293 | Philips Medical | Intellivue MP50 | Monitor Philips IntelliVue | N/A |  | M8004A |  | DE44019273 | 14890 | Philips Server
BH | 136 | YNHCH BH NEWBORN ICU |  | Bay 9 | Bay2-9 | BAY 09 | Fixed | BH-NBICU-M09 | BH00000208 | 306294 | Philips Medical | Intellivue MP50 | Monitor Philips IntelliVue | N/A |  | M8004A |  | DE44019303 | 14903 | Philips Server
BH | 137 | YNHCH BH NEWBORN ICU |  | Bay 10 | Bay2-10 | BAY 10 | Fixed | BH-NBICU-M10 | BH00000209 | 306295 | Philips Medical | Intellivue MP50 | Monitor Philips IntelliVue | N/A |  | M8004A |  | DE44019284 | 14915 | Philips Server
BH | 138 | YNHCH BH NEWBORN ICU |  | Bay 11 | Bay2-11 | BAY 11 | Fixed | BH-NBICU-M11 | BH00000210 | 306296 | Philips Medical | Intellivue MP50 | Monitor Philips IntelliVue | N/A |  | M8004A |  | DE44019274 | 14916 | Philips Server
BH | 139 | YNHCH BH NEWBORN ICU |  | Bay 12 | Bay2-12 | BAY 12 | Fixed | BH-NBICU-M12 | BH00000211 | 306297 | Philips Medical | Intellivue MP50 | Monitor Philips IntelliVue | N/A |  | M8004A |  | DE44019302 | 14913 | Philips Server
BH | 140 | YNHCH BH NEWBORN ICU |  | Bay 13 | Bay2-13 | BAY 13 | Fixed | BH-NBICU-M13 | BH00000212 | 306298 | Philips Medical | Intellivue MP50 | Monitor Philips IntelliVue | N/A |  | M8004A |  | DE44019272 | 14905 | Philips Server
BH | 141 | YNHCH BH NEWBORN ICU |  | Bay 14 | Bay3-14 | BAY 14 | Fixed | BH-NBICU-M14 | BH00000213 | 306299 | Philips Medical | Intellivue MP50 | Monitor Philips IntelliVue | N/A |  | M8004A |  | DE44019240 | 14871 | Philips Server
BH | 142 | YNHCH BH NEWBORN ICU |  | Bay 15 | Bay3-15 | BAY 15 | Fixed | BH-NBICU-M15 | BH00000214 | 306300 | Philips Medical | Intellivue MP50 | Monitor Philips IntelliVue | N/A |  | M8004A |  | DE44019286 | 14904 | Philips Server
BH | 143 | YNHCH BH NEWBORN ICU |  | Bay 16 | Bay3-16 | BAY 16 | Fixed | BH-NBICU-M16 | BH00000215 | 306301 | Philips Medical | Intellivue MP50 | Monitor Philips IntelliVue | N/A |  | M8004A |  | DE44019279 | 14914 | Philips Server
BH | 144 | YNHCH BH NEWBORN ICU |  | Bay 17 | Bay3-17 | BAY 17 | Fixed | BH-NBICU-M17 | BH00000216 | 306302 | Philips Medical | Intellivue MP50 | Monitor Philips IntelliVue | N/A |  | M8004A |  | DE44019288 | 14892 | Philips Server
BH | 145 | YNHCH BH NEWBORN ICU |  | Bay 18 | Bay3-18 | BAY 18 | Fixed | BH-NBICU-M18 | BH00000217 | 306303 | Philips Medical | Intellivue MP50 | Monitor Philips IntelliVue | N/A |  | M8004A |  | DE44019295 | 14873 | Philips Server
BH | 146 | YNHCH BH NEWBORN ICU |  | Bay 19 | Bay3-19 | BAY 19 | Fixed | BH-NBICU-M19 | BH00000218 | 306304 | Philips Medical | Intellivue MP50 | Monitor Philips IntelliVue | N/A |  | M8004A |  | DE44019275 | 14894 | Philips Server
BH | 147 | YNHCH BH NEWBORN ICU |  | Isolation | Bay3-20 | BAY 20 | Fixed | BH-NBICU-M20 | BH00000219 | 306305 | Philips Medical | Intellivue MP50 | Monitor Philips IntelliVue | N/A |  | M8004A |  | DE44019297 | 14917 | Philips Server
BH | 148 | YNHCH BH PEDIATRICS |  | RM1A | 6001-A | 6001A | Fixed | BH-PEDI-M6001A | BH00000292 | 308075 | Philips Medical | Intellivue MP50 | Monitor Philips IntelliVue | N/A |  | M8004A |  |  |  | Philips Server
BH | 149 | YNHCH BH PEDIATRICS |  | RM1B | 6001-B | 6001B | Fixed | BH-PEDI-M6001B | BH00000293 | 308076 | Philips Medical | Intellivue MP50 | Monitor Philips IntelliVue | N/A |  | M8004A |  |  |  | Philips Server
BH | 150 | YNHCH BH PEDIATRICS |  | RM2 | 6002-A | 6002 | Fixed | BH-PEDI-M6002 | BH00000294 | 308077 | Philips Medical | Intellivue MP50 | Monitor Philips IntelliVue | N/A |  | M8004A |  |  |  | Philips Server
BH | 151 | YNHCH BH PEDIATRICS |  | RM3 | 6003-A | 6003 | Fixed | BH-PEDI-M6003 | BH00000295 | 308078 | Philips Medical | Intellivue MP50 | Monitor Philips IntelliVue | N/A |  | M8004A |  |  |  | Philips Server
BH | 152 | YNHCH BH PEDIATRICS |  | RM4 | 6004-A | 6004 | Fixed | BH-PEDI-M6004 | BH00000296 | 308079 | Philips Medical | Intellivue MP50 | Monitor Philips IntelliVue | N/A |  | M8004A |  |  |  | Philips Server
BH | 153 | YNHCH BH PEDIATRICS |  | RM5 | 6005-A | 6005 | Fixed | BH-PEDI-M6005 | BH00000297 | 308080 | Philips Medical | Intellivue MP50 | Monitor Philips IntelliVue | N/A |  | M8004A |  |  |  | Philips Server
BH | 154 | YNHCH BH PEDIATRICS |  | RM6 | 6006-A | 6006 | Fixed | BH-PEDI-M6006 | BH00000298 | 308081 | Philips Medical | Intellivue MP50 | Monitor Philips IntelliVue | N/A |  | M8004A |  |  |  | Philips Server
BH | 155 | YNHCH BH PEDIATRICS |  | RM7 | 6007-A | 6007 | Fixed | BH-PEDI-M6007 | BH00000299 | 308082 | Philips Medical | Intellivue MP50 | Monitor Philips IntelliVue | N/A |  | M8004A |  |  |  | Philips Server
BH | 156 | YNHCH BH PEDIATRICS |  | RM8 | 6008-A | 6008 | Fixed | BH-PEDI-M6008 | BH00000300 | 308083 | Philips Medical | Intellivue MP50 | Monitor Philips IntelliVue | N/A |  | M8004A |  |  |  | Philips Server
BH | 157 | YNHCH BH PEDIATRICS |  | RM9 | 6009-A | 6009 | Fixed | BH-PEDI-M6009 | BH00000301 | 308084 | Philips Medical | Intellivue MP50 | Monitor Philips IntelliVue | N/A |  | M8004A |  |  |  | Philips Server
BH | 158 | YNHCH BH PEDIATRICS |  | RM10 | 6010-A | 6010 | Fixed | BH-PEDI-M6010 | BH00000302 | 308085 | Philips Medical | Intellivue MP50 | Monitor Philips IntelliVue | N/A |  | M8004A |  |  |  | Philips Server
BH | 159 | YNHCH BH PEDIATRICS |  | RM15 | 6015-A | 6015 | Fixed | BH-PEDI-M6015 | BH00000303 | 308086 | Philips Medical | Intellivue MP50 | Monitor Philips IntelliVue | N/A |  | M8004A |  |  |  | Philips Server
BH | 160 | YNHCH BH PEDIATRICS |  | RM16A | 6016-A | 6016A | Fixed | BH-PEDI-M6016A | BH00000304 | 308087 | Philips Medical | Intellivue MP50 | Monitor Philips IntelliVue | N/A |  | M8004A |  |  |  | Philips Server
BH | 161 | YNHCH BH PEDIATRICS |  | RM16B | 6016-B | 6016B | Fixed | BH-PEDI-M6016B | BH00000305 | 308088 | Philips Medical | Intellivue MP50 | Monitor Philips IntelliVue | N/A |  | M8004A |  |  |  | Philips Server
BH | 162 | YNHCH BH PEDIATRICS |  | RM17 | 6017-A | 6017 | Fixed | BH-PEDI-M6017 | BH00000306 | 308089 | Philips Medical | Intellivue MP50 | Monitor Philips IntelliVue | N/A |  | M8004A |  |  |  | Philips Server
BH | 163 | BH SURGICAL INTENSIVE CARE |  | RM 7001 | 7001-A | 7001 | Fixed | BH-SICU-M7001 | BH00000220 | 306306 | Philips Medical | Intellivue MP70 | Monitor Philips IntelliVue | N/A |  | M8007A |  | DE52033874 | 14970 | Philips Server
BH | 164 | BH SURGICAL INTENSIVE CARE |  | RM 7002 | 7002-A | 7002 | Fixed | BH-SICU-M7002 | BH00000221 | 306307 | Philips Medical | Intellivue MP70 | Monitor Philips IntelliVue | N/A |  | M8007A |  | DE52033870 | 15023 | Philips Server
BH | 165 | BH SURGICAL INTENSIVE CARE |  | RM 7003 | 7003-A | 7003 | Fixed | BH-SICU-M7003 | BH00000222 | 306308 | Philips Medical | Intellivue MP70 | Monitor Philips IntelliVue | N/A |  | M8007A |  | DE52033865 | 15019 | Philips Server
BH | 166 | BH SURGICAL INTENSIVE CARE |  | RM 7004 | 7004-A | 7004 | Fixed | BH-SICU-M7004 | BH00000223 | 306309 | Philips Medical | Intellivue MP70 | Monitor Philips IntelliVue | N/A |  | M8007A |  | DE52033863 | 15020 | Philips Server
BH | 167 | BH SURGICAL INTENSIVE CARE |  | RM 7005 | 7005-A | 7005 | Fixed | BH-SICU-M7005 | BH00000224 | 306310 | Philips Medical | Intellivue MP70 | Monitor Philips IntelliVue | N/A |  | M8007A |  | DE52033873 | 14971 | Philips Server
BH | 168 | BH SURGICAL INTENSIVE CARE |  | RM 7006 | 7006-A | 7006 | Fixed | BH-SICU-M7006 | BH00000225 | 306311 | Philips Medical | Intellivue MP70 | Monitor Philips IntelliVue | N/A |  | M8007A |  | DE52033864 | 15018 | Philips Server
BH | 169 | BH SURGICAL INTENSIVE CARE |  | RM 7007 | 7007-A | 7007 | Fixed | BH-SICU-M7007 | BH00000226 | 306312 | Philips Medical | Intellivue MP70 | Monitor Philips IntelliVue | N/A |  | M8007A |  | DE52033878 | 15017 | Philips Server
BH | 170 | BH SURGICAL INTENSIVE CARE |  | RM 7008 | 7008-A | 7008 | Fixed | BH-SICU-M7008 | BH00000227 | 306313 | Philips Medical | Intellivue MP70 | Monitor Philips IntelliVue | N/A |  | M8007A |  | DE52033866 | 15022 | Philips Server
BH | 171 | BH SURGICAL INTENSIVE CARE |  | RM 7009 | 7009-A | 7009 | Fixed | BH-SICU-M7009 | BH00000228 | 306314 | Philips Medical | Intellivue MP70 | Monitor Philips IntelliVue | N/A |  | M8007A |  | DE52033875 | 15025 | Philips Server
BH | 172 | BH SURGICAL INTENSIVE CARE |  | RM 7010 | 7010-A | 7010 | Fixed | BH-SICU-M7010 | BH00000229 | 306315 | Philips Medical | Intellivue MP70 | Monitor Philips IntelliVue | N/A |  | M8007A |  | DE52033872 | 14976 | Philips Server
BH | 173 | BH SURGICAL INTENSIVE CARE |  | RM 7011 | 7011-A | 7011 | Fixed | BH-SICU-M7011 | BH00000230 | 306316 | Philips Medical | Intellivue MP70 | Monitor Philips IntelliVue | N/A |  | M8007A |  | DE52033867 | 14968 | Philips Server
BH | 174 | BH SURGICAL INTENSIVE CARE |  | RM 7012 | 7012-A | 7012 | Fixed | BH-SICU-M7012 | BH00000231 | 306317 | Philips Medical | Intellivue MP70 | Monitor Philips IntelliVue | N/A |  | M8007A |  | DE52033876 | 14973 | Philips Server
BH | 175 | BH SURGICAL INTENSIVE CARE |  | RM 7014 | 7014-A | 7014 | Fixed | BH-SICU-M7014 | BH00000232 | 306318 | Philips Medical | Intellivue MP70 | Monitor Philips IntelliVue | N/A |  | M8007A |  | DE52033869 | 15021 | Philips Server
BH | 176 | BH SURGICAL INTENSIVE CARE |  | RM 7015 | 7015-A | 7015 | Fixed | BH-SICU-M7015 | BH00000233 | 306319 | Philips Medical | Intellivue MP70 | Monitor Philips IntelliVue | N/A |  | M8007A |  | DE52033871 | 14990 | Philips Server
BH | 177 | BH SURGICAL INTENSIVE CARE |  | RM 7016 | 7016-A | 7016 | Fixed | BH-SICU-M7016 | BH00000234 | 306320 | Philips Medical | Intellivue MP70 | Monitor Philips IntelliVue | N/A |  | M8007A |  | DE52033877 | 14991 | Philips Server
BH | 178 | BH SURGICAL INTENSIVE CARE |  | RM 7017 (ISO) | 7017-A | 7017 | Fixed | BH-SICU-M7017 | BH00000235 | 306321 | Philips Medical | Intellivue MP70 | Monitor Philips IntelliVue | N/A |  | M8007A |  | DE52033868 | 14979 | Philips Server
BH | 179 | BH WEST TOWER 8 |  | RM 8127 | 8127-A | 8127-A | Fixed | BH-WT8-M8127A | BH00000348 | 306756 | Philips Medical | Intellivue MX500 | Monitor Philips IntelliVue | N/A |  | 866064 | L.01.10 | DE35163252 | B007349 | Philips Server
BH | 180 | BH WEST TOWER 8 |  | RM 8127 | 8127-B | 8127-B | Fixed | BH-WT8-M8127B | BH00000349 | 306757 | Philips Medical | N/A | Monitor Philips IntelliVue | N/A |  | N/A | N/A | N/A | N/A | Philips Server
BH | 181 | BH WEST TOWER 8 |  | RM 8128 | 8128-A | 8128 | Fixed | BH-WT8-M8128 | BH00000350 | 306758 | Philips Medical | Intellivue MX500 | Monitor Philips IntelliVue | N/A |  | 866064 | L.01.10 | DE35163243 | B007336 | Philips Server
BH | 182 | BH WEST TOWER 8 |  | RM 8129 | 8129-A | 8129 | Fixed | BH-WT8-M8129 | BH00000351 | 306759 | Philips Medical | Intellivue MX500 | Monitor Philips IntelliVue | N/A |  | 866064 | L.01.10 | DE35163246 | B007324 | Philips Server
BH | 183 | BH WEST TOWER 8 |  | RM 8130 | 8130-A | 8130 | Fixed | BH-WT8-M8130 | BH00000352 | 306760 | Philips Medical | Intellivue MX500 | Monitor Philips IntelliVue | N/A |  | 866064 | L.01.10 | DE35163244 | B007321 | Philips Server
BH | 184 | BH WEST TOWER 8 |  | RM 8131 | 8131-A | 8131 | Fixed | BH-WT8-M8131 | BH00000353 | 306761 | Philips Medical | Intellivue MX500 | Monitor Philips IntelliVue | N/A |  | 866064 | L.01.10 | DE35163248 | B007320 | Philips Server
BH | 185 | BH WEST TOWER 8 |  | RM 8132 | 8132-A | 8132 | Fixed | BH-WT8-M8132 | BH00000370 | 306774 | Philips Medical | Intellivue MX500 | Monitor Philips IntelliVue | N/A |  | 866064 | L.01.10 | DE35163255 | B007318 | Philips Server
BH | 186 | BH WEST TOWER 8 |  | RM 8133 | 8133-A | 8133 | Fixed | BH-WT8-M8133 | BH00000354 | 306762 | Philips Medical | Intellivue MX500 | Monitor Philips IntelliVue | N/A |  | 866064 | L.01.10 | DE35163253 | B007351 | Philips Server
BH | 187 | BH WEST TOWER 8 |  | RM 8134 | 8134-A | 8134 | Fixed | BH-WT8-M8134 | BH00000355 | 306763 | Philips Medical | Intellivue MX500 | Monitor Philips IntelliVue | N/A |  | 866064 | L.01.10 | DE35163245 | B007348 | Philips Server
BH | 188 | BH WEST TOWER 8 |  | RM 8135 | 8135-A | 8135 | Fixed | BH-WT8-M8135 | BH00000356 | 306764 | Philips Medical | Intellivue MX500 | Monitor Philips IntelliVue | N/A |  | 866064 | L.01.10 | DE35163247 | B007316 | Philips Server
BH | 189 | BH WEST TOWER 8 |  | RM 8137 | 8137-A | 8137 | Fixed | BH-WT8-M8137 | BH00000357 | 306765 | Philips Medical | Intellivue MX500 | Monitor Philips IntelliVue | N/A |  | 866064 | L.01.10 | DE35163239 | B007333 | Philips Server
BH | 190 | BH WEST TOWER 8 |  | RM 8138 | 8138-A | 8138 | Fixed | BH-WT8-M8138 | BH00000358 | 306766 | Philips Medical | Intellivue MX500 | Monitor Philips IntelliVue | N/A |  | 866064 | L.01.10 | DE35163264 | B007346 | Philips Server
BH | 191 | BH WEST TOWER 8 |  | RM 8139 | 8139-A | 8139 | Fixed | BH-WT8-M8139 | BH00000359 | 306767 | Philips Medical | Intellivue MX500 | Monitor Philips IntelliVue | N/A |  | 866064 | L.01.10 | DE35163254 | B007331 | Philips Server
BH | 192 | BH WEST TOWER 8 |  | RM 8140 | 8140-A | 8140 | Fixed | BH-WT8-M8140 | BH00000360 | 306768 | Philips Medical | Intellivue MX500 | Monitor Philips IntelliVue | N/A |  | 866064 | L.01.10 | DE35163260 | B007314 | Philips Server
BH | 193 | BH WEST TOWER 8 |  | RM 8141 | 8141-A | 8141 | Fixed | BH-WT8-M8141 | BH00000361 | 306769 | Philips Medical | Intellivue MX500 | Monitor Philips IntelliVue | N/A |  | 866064 | L.01.10 | DE35163249 | B007338 | Philips Server
BH | 194 | BH WEST TOWER 8 |  | RM 8142 | 8142-A | 8142 | Fixed | BH-WT8-M8142 | BH00000362 | 306770 | Philips Medical | Intellivue MX500 | Monitor Philips IntelliVue | N/A |  | 866064 | L.01.10 | DE35163250 | B007340 | Philips Server
BH | 195 | BH WEST TOWER 8 |  | RM 8143 | 8143-A | 8143 | Fixed | BH-WT8-M8143 | BH00000363 | 306771 | Philips Medical | Intellivue MX500 | Monitor Philips IntelliVue | N/A |  | 866064 | L.01.10 | DE35163256 | B007329 | Philips Server
BH | 196 | BH WEST TOWER 8 |  | RM 8144 | 8144-A | 8144 | Fixed | BH-WT8-M8144 | BH00000364 | 306772 | Philips Medical | Intellivue MX500 | Monitor Philips IntelliVue | N/A |  | 866064 | L.01.10 | DE35163251 | B007312 | Philips Server
BH | 197 | BH WEST TOWER 8 |  | RM 8145 | 8145-A | 8145 | Fixed | BH-WT8-M8145 | BH00000365 | 306773 | Philips Medical | Intellivue MX500 | Monitor Philips IntelliVue | N/A |  | 866064 | L.01.10 | DE35163242 | B007311 | Philips Server
BH | 198 | BH MED/CORONARY CARE UNIT |  | RM 9001 | 9001-A | 9001 | Fixed | BH-MCCU-M9001 | BH00000236 | 306322 | Philips Medical | Intellivue MP70 | Monitor Philips IntelliVue | N/A |  | M8007A |  | DE54941052 | 15525 | Philips Server
BH | 199 | BH MED/CORONARY CARE UNIT |  | RM 9002 | 9002-A | 9002 | Fixed | BH-MCCU-M9002 | BH00000237 | 306323 | Philips Medical | Intellivue MP70 | Monitor Philips IntelliVue | N/A |  | M8007A |  | DE54941023 | 15521 | Philips Server
BH | 200 | BH MED/CORONARY CARE UNIT |  | RM 9003 | 9003-A | 9003 | Fixed | BH-MCCU-M9003 | BH00000238 | 306324 | Philips Medical | Intellivue MP70 | Monitor Philips IntelliVue | N/A |  | M8007A |  | DE54941048 | 15532 | Philips Server
BH | 201 | BH MED/CORONARY CARE UNIT |  | RM 9004 | 9004-A | 9004 | Fixed | BH-MCCU-M9004 | BH00000239 | 306325 | Philips Medical | Intellivue MP70 | Monitor Philips IntelliVue | N/A |  | M8007A |  | DE54941033 | 15524 | Philips Server
BH | 202 | BH MED/CORONARY CARE UNIT |  | RM 9005 | 9005-A | 9005 | Fixed | BH-MCCU-M9005 | BH00000240 | 306326 | Philips Medical | Intellivue MP70 | Monitor Philips IntelliVue | N/A |  | M8007A |  | DE54941025 | 15522 | Philips Server
BH | 203 | BH MED/CORONARY CARE UNIT |  | RM 9006 | 9006-A | 9006 | Fixed | BH-MCCU-M9006 | BH00000241 | 306327 | Philips Medical | Intellivue MP70 | Monitor Philips IntelliVue | N/A |  | M8007A |  | DE54941034 | 15527 | Philips Server
BH | 204 | BH MED/CORONARY CARE UNIT |  | RM 9007 | 9007-A | 9007 | Fixed | BH-MCCU-M9007 | BH00000242 | 306328 | Philips Medical | Intellivue MP70 | Monitor Philips IntelliVue | N/A |  | M8007A |  | DE54941041 | 15531 | Philips Server
BH | 205 | BH MED/CORONARY CARE UNIT |  | RM 9008 | 9008-A | 9008 | Fixed | BH-MCCU-M9008 | BH00000243 | 306329 | Philips Medical | Intellivue MP70 | Monitor Philips IntelliVue | N/A |  | M8007A |  | DE54941057 | 15529 | Philips Server
BH | 206 | BH MED/CORONARY CARE UNIT |  | RM 9009 | 9009-A | 9009 | Fixed | BH-MCCU-M9009 | BH00000244 | 306330 | Philips Medical | Intellivue MP70 | Monitor Philips IntelliVue | N/A |  | M8007A |  | DE54941032 | 15530 | Philips Server
BH | 207 | BH MED/CORONARY CARE UNIT |  | RM 9010 | 9010-A | 9010 | Fixed | BH-MCCU-M9010 | BH00000245 | 306331 | Philips Medical | Intellivue MP70 | Monitor Philips IntelliVue | N/A |  | M8007A |  | DE54941040 | 15523 | Philips Server
BH | 208 | BH MED/CORONARY CARE UNIT |  | RM 9011 | 9011-A | 9011 | Fixed | BH-MCCU-M9011 | BH00000246 | 306332 | Philips Medical | Intellivue MP70 | Monitor Philips IntelliVue | N/A |  | M8007A |  | DE54941014 | 15505 | Philips Server
BH | 209 | BH MED/CORONARY CARE UNIT |  | RM 9012 | 9012-A | 9012 | Fixed | BH-MCCU-M9012 | BH00000247 | 306333 | Philips Medical | Intellivue MP70 | Monitor Philips IntelliVue | N/A |  | M8007A |  | DE54941017 | 15528 | Philips Server
BH | 210 | BH MED/CORONARY CARE UNIT |  | RM 9014 | 9014-A | 9014 | Fixed | BH-MCCU-M9014 | BH00000248 | 306334 | Philips Medical | Intellivue MP70 | Monitor Philips IntelliVue | N/A |  | M8007A |  | DE54941010 | 15520 | Philips Server
BH | 211 | BH MED/CORONARY CARE UNIT |  | RM 9015 | 9015-A | 9015 | Fixed | BH-MCCU-M9015 | BH00000249 | 306335 | Philips Medical | Intellivue MP70 | Monitor Philips IntelliVue | N/A |  | M8007A |  | DE54941044 | 15526 | Philips Server
BH | 212 | BH MED/CORONARY CARE UNIT |  | RM 9016 | 9016-A | 9016 | Fixed | BH-MCCU-M9016 | BH00000250 | 306336 | Philips Medical | Intellivue MP70 | Monitor Philips IntelliVue | N/A |  | M8007A |  | DE54941011 | 15516 | Philips Server
BH | 213 | BH MED/CORONARY CARE UNIT |  | RM 9017 | 9017-A | 9017 | Fixed | BH-MCCU-M9017 | BH00000251 | 306337 | Philips Medical | Intellivue MP70 | Monitor Philips IntelliVue | N/A |  | M8007A |  | DE54941012 | 15533 | Philips Server
BH | 214 | BH ANGIOPLASTY SUITE |  | RM 1010 BAY A | 1010-A | 1010 A | Fixed | BH-ANGIO-M1010A | BH00000252 | 306338 | Philips Medical | Intellivue MP30 | Monitor Philips IntelliVue | N/A |  | M8002A |  | DE54021455 | 15654 | Philips Server
BH | 215 | BH ANGIOPLASTY SUITE |  | RM 1010 BAY B | 1010-B | 1010 B | Fixed | BH-ANGIO-M1010B | BH00000253 | 306339 | Philips Medical | Intellivue MP30 | Monitor Philips IntelliVue | N/A |  | M8002A |  | DE54021453 | 15710 | Philips Server
BH | 216 | BH ANGIOPLASTY SUITE |  | RM 1014 BAY A | 1014-A | 1014 A | Fixed | BH-ANGIO-M1014A | BH00000254 | 306340 | Philips Medical | Intellivue MP30 | Monitor Philips IntelliVue | N/A |  | M8002A |  | DE54021475 | 15709 | Philips Server
BH | 217 | BH ANGIOPLASTY SUITE |  | RM 1014 BAY B | 1014-B | 1014 B | Fixed | BH-ANGIO-M1014B | BH00000255 | 306341 | Philips Medical | Intellivue MP30 | Monitor Philips IntelliVue | N/A |  | M8002A |  | DE54021424 | 15712 | Philips Server
BH | 218 | BH ANGIOPLASTY SUITE |  | RM 1014 BAY C | 1014-C | 1014 C | Fixed | BH-ANGIO-M1014C | BH00000256 | 306342 | Philips Medical | Intellivue MP30 | Monitor Philips IntelliVue | N/A |  | M8002A |  | DE54021408 | 15708 | Philips Server
BH | 219 | BH ANGIOPLASTY SUITE |  | RM 1015 BAY A | 1015-A | 1015 A | Fixed | BH-ANGIO-M1015A | BH00000257 | 306343 | Philips Medical | Intellivue MP30 | Monitor Philips IntelliVue | N/A |  | M8002A |  | DE54021422 | 15705 | Philips Server
BH | 220 | BH ANGIOPLASTY SUITE |  | RM 1015 BAY B | 1015-B | 1015 B | Fixed | BH-ANGIO-M1015B | BH00000258 | 306344 | Philips Medical | Intellivue MP30 | Monitor Philips IntelliVue | N/A |  | M8002A |  | DE54021446 | 15653 | Philips Server
BH | 221 | BH ANGIOPLASTY SUITE |  | RM 1015 BAY C | 1015-C | 1015 C | Fixed | BH-ANGIO-M1015C | BH00000259 | 306345 | Philips Medical | Intellivue MP30 | Monitor Philips IntelliVue | N/A |  | M8002A |  | DE54021447 | 15707 | Philips Server
BH | 222 | BH ANGIOPLASTY SUITE |  | RM 1017 BAY A | 1017-A | 1017 A | Fixed | BH-ANGIO-M1017A | BH00000260 | 306346 | Philips Medical | Intellivue MP30 | Monitor Philips IntelliVue | N/A |  | M8002A |  | DE54021406 | 15704 | Philips Server
BH | 223 | BH ANGIOPLASTY SUITE |  | RM 1017 BAY B | 1017-B | 1017 B | Fixed | BH-ANGIO-M1017B | BH00000261 | 306347 | Philips Medical | Intellivue MP30 | Monitor Philips IntelliVue | N/A |  | M8002A |  | DE54021423 | 15711 | Philips Server
BH | 224 | BH ANGIOPLASTY SUITE |  | RM 1017 BAY C | 1017-C | 1017 C | Fixed | BH-ANGIO-M1017C | BH00000262 | 306348 | Philips Medical | Intellivue MP30 | Monitor Philips IntelliVue | N/A |  | M8002A |  | DE54021407 | 15706 | Philips Server
BH | 225 | BH CARDIAC CATH LAB BH ELECTROPHYSIOLOGY LAB |  | Bay 1 | N/A | CATH01 | Non-Fixed | BH-CATH-M01 | BH00000263 | 306349 | Philips Medical | Intellivue MP50 | Monitor Philips IntelliVue | N/A |  | M8004A |  | DE44026231 | 15616 | Philips Server
BH | 226 | BH CARDIAC CATH LAB BH ELECTROPHYSIOLOGY LAB |  | Bay 2 | N/A | CATH02 | Non-Fixed | BH-CATH-M02 | BH00000264 | 306350 | Philips Medical | Intellivue MP50 | Monitor Philips IntelliVue | N/A |  | M8004A |  | DE44026228 | 15638 | Philips Server
BH | 227 | BH CARDIAC CATH LAB BH ELECTROPHYSIOLOGY LAB |  | Bay 3 | N/A | CATH03 | Non-Fixed | BH-CATH-M03 | BH00000265 | 306351 | Philips Medical | Intellivue MP50 | Monitor Philips IntelliVue | N/A |  | M8004A |  | DE44026227 | 15615 | Philips Server
BH | 228 | BH CARDIAC CATH LAB BH ELECTROPHYSIOLOGY LAB |  | Bay 4 | N/A | CATH04 | Non-Fixed | BH-CATH-M04 | BH00000266 | 306352 | Philips Medical | Intellivue MP50 | Monitor Philips IntelliVue | N/A |  | M8004A |  | DE44026168 | 15637 | Philips Server
BH | 229 | BH MRI |  | MRI | N/A | N/A | Non-Fixed | BH-MRI-M01 | BH00000277 | 306409 | Invivo | Expression | Monitor Invivo Expression | N/A |  | Expressions |  | US13303257 | N/A | B1-CFA
BH | 230 | BH CT SCAN, XRAY, US, IR | 304008 | MOBILE | N/A | N/A | Non-Fixed | BH-DR-M01 | BH00000278 | 306410 | Philips Medical | Intellivue MP5 | Monitor Philips IntelliVue | N/A |  | M8105A |  |  | 16953 | B1-CFY
BH | 231 | BH CT SCAN, XRAY, US, IR | 304008 | MOBILE | N/A | N/A | Non-Fixed | BH-DR-M02 | BH00000279 | 306411 | Philips Medical | Intellivue MP5 | Monitor Philips IntelliVue | N/A |  | M8105A |  |  | 16954 | B1-CFY
BH | 232 | BH CT SCAN, XRAY, US, IR | 304008 | MOBILE | N/A | N/A | Non-Fixed | BH-DR-M03 | BH00000280 | 306412 | Philips Medical | Intellivue MP5 | Monitor Philips IntelliVue | N/A |  | M8105A |  |  | 16952 | B1-CFY
BH | 233 | BH CT SCAN, XRAY, US, IR | 304008 | RM 339 | N/A | N/A | Non-Fixed | BH-DR-M04 | BH00000281 | 306413 | Philips Medical | Intellivue MP50 | Monitor Philips IntelliVue | N/A |  | M8004A |  |  |  | B1-CFW
BH | 234 | BH PARK AVE PACU, PERIOP, PREOP | 304075 | Bay #1 | N/A | PACU01 | Non-Fixed | BH-PARK AVE PACU-M01 | BH00000320 | 305363 | Philips Medical | IntelliVue MX450 | Monitor Philips Intellivue | N/A |  |  | L.00.97 | DE36148316 | 23550 | Philips Server
BH | 235 | BH PARK AVE PACU, PERIOP, PREOP | 304075 | Bay #2 | N/A | PACU02 | Non Fixed | BH-PARK AVE PACU-M02 | BH00000321 | 305364 | Philips Medical | IntelliVue MX450 | Monitor Philips Intellivue | N/A |  |  | L.00.97 | DE35148315 | 2351 | Philips Server
BH | 236 | BH PARK AVE PACU, PERIOP, PREOP | 304075 | Bay #3 | N/A | PACU03 | Non-Fixed | BH-PARK AVE PACU-M03 | BH00000322 | 305365 | Philips Medical | IntelliVue MX450 | Monitor Philips Intellivue | N/A |  |  | L.00.97 | DE35148312 | 23552 | Philips Server
BH | 237 | BH PARK AVE PACU, PERIOP, PREOP | 304075 | Bay #4 | N/A | PACU04 | Non Fixed | BH-PARK AVE PACU-M04 | BH00000323 | 305366 | Philips Medical | IntelliVue MX450 | Monitor Philips Intellivue | N/A |  |  | L.00.97 | DE35148314 | 23553 | Philips Server
BH | 238 | BH PARK AVE PACU, PERIOP, PREOP | 304075 | Bay #5 | N/A | PACU05 | Non-Fixed | BH-PARK AVE PACU-M05 | BH00000324 | 305367 | Philips Medical | IntelliVue MX450 | Monitor Philips Intellivue | N/A |  |  | L.00.97 | DE35148319 | 23554 | Philips Server
BH | 239 | BH PARK AVE PACU, PERIOP, PREOP | 304075 | Bay #6 | N/A | PACU06 | Non Fixed | BH-PARK AVE PACU-M06 | BH00000325 | 305368 | Philips Medical | IntelliVue MX450 | Monitor Philips Intellivue | N/A |  | Does not exist yet |  |  |  | Philips Server | No monitor
BH | 240 | BH PARK AVE PACU, PERIOP, PREOP | 304075 | Bay #7 | N/A | PACU07 | Non Fixed | BH-PARK AVE PACU-M07 | BH00000326 | 305369 | Philips Medical | IntelliVue MX450 | Monitor Philips Intellivue | N/A |  |  | L.00.97 | DE35148318 | 23539 | Philips Server
BH | 241 | BH PARK AVE PACU, PERIOP, PREOP | 304075 | Bay #8 | N/A | PACU08 | Non-Fixed | BH-PARK AVE PACU-M08 | BH00000327 | 305370 | Philips Medical | IntelliVue MX450 | Monitor Philips Intellivue | N/A |  |  | L.00.97 | DE35148320 | 23540 | Philips Server
BH | 242 | BH PARK AVE PACU, PERIOP, PREOP | 304075 | Bay #9 | N/A | PACU09 | Non Fixed | BH-PARK AVE PACU-M09 | BH00000328 | 305371 | Philips Medical | IntelliVue MX450 | Monitor Philips Intellivue | N/A |  |  | L.00.97 | DE35148308 | 23541 | Philips Server
BH | 243 | BH PARK AVE PACU, PERIOP, PREOP | 304075 | Bay #10 | N/A | PACU10 | Non-Fixed | BH-PARK AVE PACU-M10 | BH00000329 | 305372 | Philips Medical | IntelliVue MX450 | Monitor Philips Intellivue | N/A |  |  | L.00.97 | DE35148313 | 23542 | Philips Server
BH | 244 | BH PARK AVE PACU, PERIOP, PREOP | 304075 | Bay #11 | N/A | PACU11 | Non Fixed | BH-PARK AVE PACU-M11 | BH00000330 | 305373 | Philips Medical | IntelliVue MX450 | Monitor Philips Intellivue | N/A |  |  | L.00.97 | DE35148317 | 23543 | Philips Server
BH | 245 | BH PARK AVE PACU, PERIOP, PREOP | 304075 | Bay #12 | N/A | PACU12 | Non-Fixed | BH-PARK AVE PACU-M12 | BH00000331 | 305374 | Philips Medical | IntelliVue MX450 | Monitor Philips Intellivue | N/A |  |  | L.00.97 | DE35148309 | 23544 | Philips Server
BH | 246 | BH PARK AVE PACU, PERIOP, PREOP | 304075 | Bay #13 | N/A | PACU13 | Non Fixed | BH-PARK AVE PACU-M13 | BH00000332 | 305375 | Philips Medical | IntelliVue MX450 | Monitor Philips Intellivue | N/A |  |  | L.00.97 | DE35148310 | 23545 | Philips Server
BH | 247 | BH PARK AVE PACU, PERIOP, PREOP | 304075 | Bay #14 | N/A | PACU14 | Non Fixed | BH-PARK AVE PACU-M14 | BH00000333 | 305376 | Philips Medical | IntelliVue MX450 | Monitor Philips Intellivue | N/A |  |  | L.00.97 | DE35148306 | 23546 | Philips Server
BH | 248 | BH PARK AVE PACU, PERIOP, PREOP | 304075 | Bay #15 | N/A | PACU15 | Non-Fixed | BH-PARK AVE PACU-M15 | BH00000334 | 305377 | Philips Medical | IntelliVue MX450 | Monitor Philips Intellivue | N/A |  |  | L.00.97 | DE35148311 | 23547 | Philips Server
BH | 249 | BH PARK AVE PACU, PERIOP, PREOP | 304075 | Bay #16 | N/A | PACU16 | Non Fixed | BH-PARK AVE PACU-M16 | BH00000335 | 305378 | Philips Medical | IntelliVue MX450 | Monitor Philips Intellivue | N/A |  |  | L.00.97 | DE35148307 | 23548 | Philips Server
BH | 250 | BH PARK AVE PACU, PERIOP, PREOP | 304075 | Bay #17 | N/A | PACU17 | Non-Fixed | BH-PARK AVE PACU-M17 | BH00000336 | 305379 | Philips Medical | IntelliVue MX450 | Monitor Philips Intellivue | N/A |  | Does not exist yet |  |  |  | Philips Server | no monitor
BH | 251 | BH PARK AVE PACU, PERIOP, PREOP | 304075 | Bay #18 | N/A | PACU18 | Non Fixed | BH-PARK AVE PACU-M18 | BH00000337 | 305380 | Philips Medical | IntelliVue MX450 | Monitor Philips Intellivue | N/A |  | Does not exist yet |  |  |  | Philips Server | no monitor
BH | 252 | BH PARK AVE PACU, PERIOP, PREOP | 304075 | Bay #19 | N/A | PACU19 | Non-Fixed | BH-PARK AVE PACU-M19 | BH00000338 | 305381 | Philips Medical | IntelliVue MX450 | Monitor Philips Intellivue | N/A |  | Does not exist yet |  |  |  | Philips Server | no monitor
BH | 253 | BH PARK AVE PACU, PERIOP, PREOP | 304075 | Bay #20 | N/A | PACU20 | Non Fixed | BH-PARK AVE PACU-M20 | BH00000339 | 305382 | Philips Medical | IntelliVue MX450 | Monitor Philips Intellivue | N/A |  | Does not exist yet |  |  |  | Philips Server | no monitor
GH | 1 | GH ANGIO/INTERVENTIONAL RAD GH BRONCHOSCOPY ROOM GH CT SCAN GH DIAGNOSTIC XRAY |  | Bronch Room | N/A | N/A | Non-Fixed | GH-BRONCH-Dash01 | GH00000024 | 304240 | GE | DASH 5000 | Monitor GE Dash | N/A | N/A | Dash 5000 |  | SD009099163GA | 401730364 | B1-CAQ
GH | 2 | GH ANGIO/INTERVENTIONAL RAD GH BRONCHOSCOPY ROOM GH CT SCAN GH DIAGNOSTIC XRAY |  | Cath Hold 1 | N/A | PROC¦PROC3 | Non-Fixed | GH-SP_HOLD-Solar01 | GH00000025 | 304140 | GE | Solar 8000I | Monitor GE Solar | N/A | 126.5.87.103 | Solar 8000I |  | SBL06415839GA | 401266028 | GE Server
GH | 3 | GH ANGIO/INTERVENTIONAL RAD GH BRONCHOSCOPY ROOM GH CT SCAN GH DIAGNOSTIC XRAY |  | Cath Hold 2 | N/A | PROC¦PROC4 | Non-Fixed | GH-SP_HOLD-Solar02 | GH00000026 | 304142 | GE | Solar 8000I | Monitor GE Solar | N/A | 126.3.212.223 | Solar 8000I |  | SBL06415838GA | 401266024 | GE Server
GH | 4 | GH ANGIO/INTERVENTIONAL RAD GH BRONCHOSCOPY ROOM GH CT SCAN GH DIAGNOSTIC XRAY |  | Diagnostic X-Ray | N/A | N/A | Non-Fixed | GH-RAD-Dash01 | GH00000103 | 304261 | GE | DASH 4000 | Monitor GE Dash | N/A | N/A | Dash 4000 | 1A | A4EH3909G | 400978246 | B1-CAQ
GH | 5 | GH ANGIO/INTERVENTIONAL RAD GH BRONCHOSCOPY ROOM GH CT SCAN GH DIAGNOSTIC XRAY |  | CT | N/A | N/A | Non-Fixed | GH-RAD-Dash02 | GH00000027 | 304141 | GE | DASH 4000 | Monitor GE Dash | N/A | N/A | Dash 4000 |  | G3EH2998G | 400766910 | B1-CAQ
GH | 6 | GH ANGIO/INTERVENTIONAL RAD GH BRONCHOSCOPY ROOM GH CT SCAN GH DIAGNOSTIC XRAY |  | Cath/Spec. Proc. | N/A | N/A | Non-Fixed | GH-RAD-Dash03 | GH00000164 | 304263 | GE | Dash 5000 | Monitor GE Dash | N/A | N/A | Dash 5000 |  | SHQ11291095SA | 402312197 | B1-CAQ
GH | 7 | GH EMERGENCY DEPARTMENT |  | CDU 1 | CDU1A | ED¦CDU-1 | Fixed | GH-ED-Dash01 | GH00000028 | 304143 | GE |  | Monitor Emergency Department | N/A
GH | 8 | GH EMERGENCY DEPARTMENT |  | CDU 2 | CDU2A | ED¦CDU-2 | Fixed | GH-ED-Dash02 | GH00000029 | 304145 | GE |  | Monitor Emergency Department | N/A
GH | 9 | GH EMERGENCY DEPARTMENT |  | CDU 3 | CDU3A | ED¦CDU-3 | Fixed | GH-ED-Dash03 | GH00000030 | 304146 | GE |  | Monitor Emergency Department | N/A
GH | 10 | GH EMERGENCY DEPARTMENT |  | CDU 4 | CDU4A | ED¦CDU-4 | Fixed | GH-ED-Dash04 | GH00000031 | 304147 | GE | DASH 5000 | Monitor Emergency Department | N/A | N/A | Dash 5000 |  | SBG07121720GA | 401266012 | GE Server
GH | 11 | GH EMERGENCY DEPARTMENT |  | Clean Utility | N/A | N/A | Non-Fixed | GH-ED-Dash05 | GH00000032 | 304148 | GE | DASH 5000 | Monitor Emergency Department | N/A | N/A | Dash 5000 |  | SBG06161717GA | 400972711 | B1-CAQ
GH | 12 | GH EMERGENCY DEPARTMENT |  | ER Hallway | N/A | N/A | Non-Fixed | GH-ED-Dash06 | GH00000033 | 304144 | GE | DASH 4000 | Monitor Emergency Department | N/A | N/A | Dash 4000 |  | DSH04450368GA | 400766643 | B1-CAQ
GH | 13 | GH EMERGENCY DEPARTMENT |  | Triage | N/A | N/A | Non-Fixed | GH-ED-Dash07 | GH00000165 | 304264 | GE | DASH 4000 | Monitor Emergency Department | N/A | N/A | Dash 4000 | 1A | A4EH3908G | 400766579 | B1-CAQ
GH | 14 | GH EMERGENCY DEPARTMENT |  | Room 1 | 01 | ED¦01 | Fixed | GH-ED-M01 | GH00000183 | 305502 | GE | Solar 8000I | Monitor Emergency Department | N/A | 126.7.132.139 | Solar 8000I |  | SE409078836GA | 401730416 | GE Server
GH | 15 | GH EMERGENCY DEPARTMENT |  | Room 2 | 02 | ED¦02 | Fixed | GH-ED-M02 | GH00000184 | 305503 | GE | Solar 8000I | Monitor Emergency Department | N/A | 126.7.131.234 | Solar 8000I |  | SE409099011GA | 401730450 | GE Server
GH | 16 | GH EMERGENCY DEPARTMENT |  | Room 3 | 03 | ED¦03 | Fixed | GH-ED-M03 | GH00000185 | 305504 | GE | Solar 8000I | Monitor Emergency Department | N/A | 126.3.125.221 | Solar 8000I |  |  |  | GE Server
GH | 17 | GH EMERGENCY DEPARTMENT |  | Room 4 | 04 | ED¦04 | Fixed | GH-ED-M04 | GH00000186 | 305505 | GE | Solar 8000I | Monitor Emergency Department | N/A | 126.7.133.29 | Solar 8000I |  | SE409099015GA | 401730414 | GE Server
GH | 18 | GH EMERGENCY DEPARTMENT |  | Room 5 | 05 | ED¦05 | Fixed | GH-ED-M05 | GH00000187 | 305506 | GE | Solar 8000I | Monitor Emergency Department | N/A | 126.7.131.197 | Solar 8000I |  | SE409099009GA | 401730451 | GE Server
GH | 19 | GH EMERGENCY DEPARTMENT |  | Room 6 | 06 | ED¦06 | Fixed | GH-ED-M06 | GH00000188 | 305507 | GE | Solar 8000M | Monitor Emergency Department | N/A | 126.3.83.117 | Solar 8000M |  | A43T2841G | 400766900 | GE Server
GH | 20 | GH EMERGENCY DEPARTMENT |  | Room 7 | 07 | ED¦07 | Fixed | GH-ED-M07 | GH00000189 | 305508 | GE | Solar 8000I | Monitor Emergency Department | N/A | 126.7.133.33 | Solar 8000I |  | SE409099012GA | 401730449 | GE Server
GH | 21 | GH EMERGENCY DEPARTMENT |  | Room 8 | 08 | ED¦08 | Fixed | GH-ED-M08 | GH00000190 | 305509 | GE | Solar 8000M | Monitor Emergency Department | N/A | 126.7.134.9 | Solar 8000M |  | A43T2842G | 401730413 | GE Server
GH | 22 | GH EMERGENCY DEPARTMENT |  | Room 9 | 09 | ED¦09 | Fixed | GH-ED-M09 | GH00000191 | 305510 | GE | Solar 8000I | Monitor Emergency Department | N/A | 126.7.93.137 | Solar 8000I |  | SE409098997GA | 401730446 | GE Server
GH | 23 | GH EMERGENCY DEPARTMENT |  | Room 10 | 10 | ED¦10 | Fixed | GH-ED-M10 | GH00000192 | 305511 | GE | Solar 8000I | Monitor Emergency Department | N/A | 126.7.133.47 | Solar 8000I |  | SE409099008GA | 401730447 | GE Server
GH | 24 | GH EMERGENCY DEPARTMENT |  | Room 11 | 11 | ED¦11 | Fixed | GH-ED-M11 | GH00000193 | 305512 | GE | Solar 8000I | Monitor Emergency Department | N/A | 126.3.125.233 | Solar 8000I |  |  |  | GE Server
GH | 25 | GH EMERGENCY DEPARTMENT |  | Room 12 | 12 | ED¦12 | Fixed | GH-ED-M12 | GH00000194 | 305513 | GE | DASH 4000 | Monitor Emergency Department | N/A | 126.4.148.164 | Dash 4000 |  | DSH04450369GA | 400977875 | GE Server
GH | 26 | GH EMERGENCY DEPARTMENT |  | Room 13 | 13 | ED¦13 | Fixed | GH-ED-M13 | GH00000195 | 305514 | GE | DASH 5000 | Monitor Emergency Department | N/A | 126.6.6.66 | Dash 5000 |  | SBG07131837GA | 401266013 | GE Server
GH | 27 | GH EMERGENCY DEPARTMENT |  | Room 14 | 14 | ED¦14 | Fixed | GH-ED-M14 | GH00000196 | 305515 | GE | DASH 5000 | Monitor Emergency Department | N/A | 126.5.42.104 | Dash 5000 |  | SBG06161718GA | 400972710 | GE Server
GH | 28 | GH EMERGENCY DEPARTMENT |  | Room 15 | 15 | ED¦15 | Fixed | GH-ED-M15 | GH00000197 | 305516 | GE | CARESCAPE B650 | Monitor Emergency Department | N/A | 126.1.1.15 & 10.0.100.50 | CARESCAPE B650 |  | SK416181039HA | 403851152 | GE Server
GH | 29 | GH EMERGENCY DEPARTMENT |  | Room 16 | 16 | ED¦16 | Fixed | GH-ED-M16 | GH00000198 | 305517 | GE | CARESCAPE B650 | Monitor Emergency Department | N/A | 126.1.1.16 & 10.0.100.51 | CARESCAPE B650 |  | SK416181022HA | 403851158 | GE Server
GH | 30 | GH EMERGENCY DEPARTMENT |  | Room 17 | 17 | ED¦17 | Fixed | GH-ED-M17 | GH00000199 | 305518 | GE | CARESCAPE B650 | Monitor Emergency Department | N/A | 126.1.1.17 & 10.0.100.52 | CARESCAPE B650 |  | SK416191030HA | 403851154 | GE Server
GH | 31 | GH EMERGENCY DEPARTMENT |  | Room 18 | 18 | ED¦18 | Fixed | GH-ED-M18 | GH00000200 | 305519 | GE | CARESCAPE B650 | Monitor Emergency Department | N/A | 126.1.1.18 & 10.0.100.145 | CARESCAPE B650 |  | SK416191031HA | 403851156 | GE Server
GH | 32 | GH EMERGENCY DEPARTMENT |  | Room 19 | 19 | ED¦19 | Fixed | GH-ED-M19 | GH00000201 | 305520 | GE | Solar 8000M | Monitor Emergency Department | N/A | 126.1.1.19 | Solar 8000M |  | SBH05430833GA | 400972018 | GE Server
GH | 33 | GH EMERGENCY DEPARTMENT |  | Room 20 | 20 | ED¦20 | Fixed | GH-ED-M20 | GH00000202 | 305521 | GE | Solar 8000M | Monitor Emergency Department | N/A | 126.4.239.67 | Solar 8000M |  | SBH05430835GA | 400972023 | GE Server
GH | 34 | GH EMERGENCY DEPARTMENT |  | Room 21 | 21 | ED¦21 | Fixed | GH-ED-M21 | GH00000203 | 305522 | GE | Solar 8000I | Monitor Emergency Department | N/A | 126.7.131.224 | Solar 8000I |  | SE409099007GA | 401730448 | GE Server
GH | 35 | GH EMERGENCY DEPARTMENT |  | Room 22 | 22 | ED¦22 | Fixed | GH-ED-M22 | GH00000204 | 305523 | GE | Solar 8000M | Monitor Emergency Department | N/A | 126.3.125.237 | Solar 8000M |  | R3T04490869GA | 401266090 | GE Server
GH | 36 | GH EMERGENCY DEPARTMENT |  | Room 23 | 23 | ED¦23 | Fixed | GH-ED-M23 | GH00000205 | 305524 | GE | Solar 8000I | Monitor Emergency Department | N/A | 126.5.139.41 | Solar 8000I |  | SBL06415837GA | 400972798 | GE Server
GH | 37 | GH EMERGENCY DEPARTMENT |  | Fast Track 1 | FTA | ED¦FT-A | Fixed | GH-ED-FTA | GH00000206 | 305525 | GE | Solar 8000I | Monitor Emergency Department | N/A | 126.7.132.183 | Solar 8000I |  | SE409099013GA | 402312017 | GE Server
GH | 38 | GH EMERGENCY DEPARTMENT |  | Fast Track 2 | FTB | ED¦FT-B | Fixed | GH-ED-FTB | GH00000207 | 305526 | GE | Solar 8000M | Monitor Emergency Department | N/A | 126.3.125.221 | Solar 8000M |  | R3T04490874GA | 400766562 | GE Server
GH | 39 | GH EMERGENCY DEPARTMENT |  | Fast Track 3 | FTC | ED¦FT-C | Fixed | GH-ED-FTC | GH00000208 | 305527 | GE | Solar 8000M | Monitor Emergency Department | N/A | 126.3.125.233 | Solar 8000M |  | R3T04490875GA | 400766906 | GE Server
GH | 40 | GH EMERGENCY DEPARTMENT |  | Fast Track 4 | FTD | ED¦FT-D | Fixed | GH-ED-FTD | GH00000209 | 305528 | GE | Solar 8000I | Monitor Emergency Department | N/A | 126.7.132.101 | Solar 8000I |  | SE409099014GA | 401730415 | GE Server
GH | 41 | GH ENDOSCOPY CENTER OF GREENWICH |  | GI Proc. Rm #2 | N/A | N/A | Non-Fixed | GH-ECG-Dash03 | GH00000052 | 304249 | GE | DASH 3000 | Monitor GE Dash | N/A | N/A | DASH 3000 |  | H0DJ3820GR | 400766966 | B1-CAQ
GH | 42 | GH ENDOSCOPY CENTER OF GREENWICH |  | GI Proc. Rm #1 | N/A | N/A | Non-Fixed | GH-ECG-Dash04 | GH00000053 | 304250 | GE | DASH 3000 | Monitor GE Dash | N/A | N/A | DASH 3000 |  | J0DJ4482G | 400978007 | B1-CAQ
GH | 43 | GH ENDOSCOPY CENTER OF GREENWICH |  | W.P. Pre/Post Bay 6 | N/A | N/A | Non-Fixed | GH-ECG-Dash06 | GH00000060 | 304257 | GE | DASH 3000 | Monitor GE Dash | N/A | N/A | DASH 3000 |  | J0DJ4414G | 400978021 | B1-CAQ
GH | 44 | GH ENDOSCOPY CENTER OF GREENWICH |  | W.P. Pre/Post Bay 7 | N/A | N/A | Non-Fixed | GH-ECG-Dash07 | GH00000061 | 304258 | GE | DASH 3000 | Monitor GE Dash | N/A | N/A | DASH 3000 |  | J0DJ4468G | 400978275 | B1-CAQ
GH | 45 | GH ENDOSCOPY CENTER OF GREENWICH |  | W.P. Pre/Post Bay 8 | N/A | N/A | Non-Fixed | GH-ECG-Dash08 | GH00000062 | 304259 | GE | DASH 3000 | Monitor GE Dash | N/A | N/A | DASH 3000 |  | G0DJ3421GR | 400978003 | B1-CAQ
GH | 46 | GH ENDOSCOPY CENTER OF GREENWICH |  | W.P. Pre/Post Bay 9 | N/A | N/A | Non-Fixed | GH-ECG-Dash09 | GH00000063 | 304260 | GE | DASH 3000 | Monitor GE Dash | N/A | N/A | DASH 3000 |  | F2DJ5235G | 400766967 | B1-CAQ
GH | 47 | GH ENDOSCOPY CENTER OF GREENWICH |  | W.P. Pre/Post Bay 10 | N/A | N/A | Non-Fixed | GH-ECG-Dash10 | GH00000054 | 304251 | GE | DASH 3000 | Monitor GE Dash | N/A | N/A | DASH 3000 |  | J0DJ4432G | 400978016 | B1-CAQ
GH | 48 | GH ENDOSCOPY CENTER OF GREENWICH |  | W.P. Pre/Post Bay 11 | N/A | N/A | Non-Fixed | GH-ECG-Dash11 | GH00000055 | 304252 | GE | DASH 3000 | Monitor GE Dash | N/A | N/A | DASH 3000 |  | J0DJ4454G | 400978002 | B1-CAQ
GH | 49 | GH ENDOSCOPY CENTER OF GREENWICH |  | W.P. Pre/Post Bay 12 | N/A | N/A | Non-Fixed | GH-ECG-Dash12 | GH00000056 | 304253 | GE | DASH 3000 | Monitor GE Dash | N/A | N/A | DASH 3000 |  | J0DJ4351G | 401731656 | B1-CAQ
GH | 50 | GH ENDOSCOPY CENTER OF GREENWICH |  | W.P. Pre/Post Bay 13 | N/A | N/A | Non-Fixed | GH-ECG-Dash13 | GH00000057 | 304254 | GE | DASH 3000 | Monitor GE Dash | N/A | N/A | DASH 3000 |  | J0DJ4284G | 400978001 | B1-CAQ
GH | 51 | GH ENDOSCOPY CENTER OF GREENWICH |  | W.P. Pre/Post Bay 14 | N/A | N/A | Non-Fixed | GH-ECG-Dash14 | GH00000058 | 304255 | GE | DASH 3000 | Monitor GE Dash | N/A | N/A | DASH 3000 |  |  |  | B1-CAQ
GH | 52 | GH ENDOSCOPY CENTER OF GREENWICH |  | W.P. Pre/Post Bay 15 | N/A | N/A | Non-Fixed | GH-ECG-Dash15 | GH00000059 | 304256 | GE | DASH 3000 | Monitor GE Dash | N/A | N/A | DASH 3000 |  | H9DJ0163GR | 400766959 | B1-CAQ
GH | 53 | GH ENDOSCOPY CENTER OF GREENWICH |  | Mobile | N/A | N/A | Non-Fixed | GH-ECG-Dash01 | GH00000166 | 304265 | GE | DASH 3000 | Monitor GE Dash | N/A | N/A | DASH 3000 | 1A | PA0707236 | 400978277 | B1-CAQ
GH | 54 | GH LABOR & DELIVERY |  | C-Section Recovery | LRORR-1 | L-D¦REC1 | Fixed | GH-LD_RECOVERY-Dash01 | GH00000068 | 304184 | GE | DASH 5000 | Monitor GE Dash | N/A | 126.13.107.190 | Dash 5000 | 1A | SD008035658GA | 401266346 | GE Server
GH | 55 | GH LABOR & DELIVERY |  | C-Section Recovery | LRORR-2 | L-D¦REC2 | Fixed | GH-LD_RECOVERY-Dash02 | GH00000181 | 306616 | GE | DASH 5000 | Monitor GE Dash | N/A | 126.13.107.100 | Dash 5000 |  |  |  | GE Server
GH | 56 | GH MEDICAL/SURGICAL ICU |  | 2-100 | 2100-D | MSICU¦2-100 | Fixed | GH-MSICU-Solar2100D | GH00000069 | 304205 | GE | Solar 8000I | Monitor GE Solar | N/A | 126.7.34.187 | Solar 8000I | 1A | SE408507893GA | 401730342 | GE Server
GH | 57 | GH MEDICAL/SURGICAL ICU |  | 2-102 | 2102-D | MSICU¦2-102 | Fixed | GH-MSICU-Solar2102D | GH00000070 | 304206 | GE | Solar 8000I | Monitor GE Solar | N/A | 126.7.33.228 | Solar 8000I | 1A | SE408507899GA | 401730333 | GE Server
GH | 58 | GH MEDICAL/SURGICAL ICU |  | 2-104 | 2104-D | MSICU¦2-104 | Fixed | GH-MSICU-Solar2104D | GH00000071 | 304207 | GE | Solar 8000I | Monitor GE Solar | N/A | 126.7.34.45 | Solar 8000I | 1A | SE408507892GA | 401730309 | GE Server
GH | 59 | GH MEDICAL/SURGICAL ICU |  | 2-106 | 2106-D | MSICU¦2-106 | Fixed | GH-MSICU-Solar2106D | GH00000072 | 304208 | GE | Solar 8000I | Monitor GE Solar | N/A | 126.7.34.139 | Solar 8000I | 1A | SE408507877GA | 401730312 | GE Server
GH | 60 | GH MEDICAL/SURGICAL ICU |  | 2-108 | 2108-D | MSICU¦2-108 | Fixed | GH-MSICU-Solar2108D | GH00000073 | 304209 | GE | Solar 8000I | Monitor GE Solar | N/A | 126.7.34.199 | Solar 8000I | 1A | SE408507891GA | 401730337 | GE Server
GH | 61 | GH MEDICAL/SURGICAL ICU |  | 2-110 | 2110-D | MSICU¦2-110 | Fixed | GH-MSICU-Solar2110D | GH00000074 | 304210 | GE | Solar 8000I | Monitor GE Solar | N/A | 126.7.134.71 | Solar 8000I | 1A | SE409068684GA | 401730404 | GE Server
GH | 62 | GH MEDICAL/SURGICAL ICU |  | 2-112 | 2112-D | MSICU¦2-112 | Fixed | GH-MSICU-Solar2112D | GH00000075 | 304211 | GE | Solar 8000I | Monitor GE Solar | N/A | 126.7.33.177 | Solar 8000I | 1A | SE408507896GA | 401730341 | GE Server
GH | 63 | GH MEDICAL/SURGICAL ICU |  | 2-114 | 2114-D | MSICU¦2-114 | Fixed | GH-MSICU-Solar2114D | GH00000076 | 304212 | GE | Solar 8000I | Monitor GE Solar | N/A | 126.7.33.175 | Solar 8000I | 1A | SE408507895GA | 401730346 | GE Server
GH | 64 | GH MEDICAL/SURGICAL ICU |  | 2-116 | 2116-D | MSICU¦2-116 | Fixed | GH-MSICU-Solar2116D | GH00000077 | 304213 | GE | Solar 8000I | Monitor GE Solar | N/A | 126.7.93.139 | Solar 8000I | 1A | SE408507894GA | 401730343 | GE Server
GH | 65 | GH MEDICAL/SURGICAL ICU |  | 2-118 | 2118-D | MSICU¦2-118 | Fixed | GH-MSICU-Solar2118D | GH00000078 | 304214 | GE | Solar 8000I | Monitor GE Solar | N/A | 126.7.34.141 | Solar 8000I | 1A | SE408507889GA | 401730344 | GE Server
GH | 66 | GH NEONATAL ICU |  | NICU Bay 1 | 3458-01 | NICU¦01 | Fixed | GH-NICU-M01 | GH00000079 | 304222 | GE | Solar 8000I | Monitor GE Solar | N/A | 126.7.25.139 | Solar 8000I | 1A | SE408252748GA | 401266621 | GE Server
GH | 67 | GH NEONATAL ICU |  | NICU Bay 2 | 3458-02 | NICU¦02 | Fixed | GH-NICU-M02 | GH00000080 | 304223 | GE | Solar 8000I | Monitor GE Solar | N/A | 126.7.26.153 | Solar 8000I | 1A | SE408252707GA | 401266622 | GE Server
GH | 68 | GH NEONATAL ICU |  | NICU Bay 3 | 3458-03 | NICU¦03 | Fixed | GH-NICU-M03 | GH00000081 | 304224 | GE | Solar 8000I | Monitor GE Solar | N/A | 126.7.26.73 | Solar 8000I | 1A | SE408252720GA | 401266623 | GE Server
GH | 69 | GH NEONATAL ICU |  | NICU Bay 4 | 3458-04 | NICU¦04 | Fixed | GH-NICU-M04 | GH00000082 | 304225 | GE | Solar 8000I | Monitor GE Solar | N/A | 126.7.25.117 | Solar 8000I | 1A | SE408252747GA | 401266625 | GE Server
GH | 70 | GH NEONATAL ICU |  | NICU Bay 5 | 3458-05 | NICU¦05 | Fixed | GH-NICU-M05 | GH00000083 | 304226 | GE | Solar 8000I | Monitor GE Solar | N/A | 126.7.27.1 | Solar 8000I | 1A | SE408252706GA | 401266624 | GE Server
GH | 71 | GH NEONATAL ICU |  | NICU Bay 6 | 3458-06 | NICU¦06 | Fixed | GH-NICU-M06 | GH00000084 | 304227 | GE | Solar 8000I | Monitor GE Solar | N/A | 126.7.26.149 | Solar 8000I | 1A | SE408252708GA | 401266626 | GE Server
GH | 72 | GH NEONATAL ICU |  | NICU Bay 7 | 3458-07 | NICU¦07 | Fixed | GH-NICU-M07 | GH00000085 | 304228 | GE | Solar 8000I | Monitor GE Solar | N/A | 126.7.26.135 | Solar 8000I | 1A | SE408252705GA | 401266630 | GE Server
GH | 73 | GH NEONATAL ICU |  | NICU Bay 8 | 3458-08 | NICU¦08 | Fixed | GH-NICU-M08 | GH00000086 | 304229 | GE | Solar 8000I | Monitor GE Solar | N/A | 126.7.26.7 | Solar 8000I | 1A | SE408252753GA | 401266627 | GE Server
GH | 74 | GH NEONATAL ICU |  | NICU Bay 9 | 3458-09 | NICU¦09 | Fixed | GH-NICU-M09 | GH00000087 | 304230 | GE | Solar 8000I | Monitor GE Solar | N/A | 126.7.25.109 | Solar 8000I | 1A | SE408252744GA | 401266629 | GE Server
GH | 75 | GH NEONATAL ICU |  | NICU Bay 10 | 3458-10 | NICU¦ISO10 | Fixed | GH-NICU-M10 | GH00000093 | 304219 | GE | DASH 4000 | Monitor GE Dash | N/A | 126.4.94.100 | Dash 4000 | 1A | DSH05221581GA | 400766412 | GE Server
GH | 76 | GH NEONATAL ICU |  | NICU Bay 11 | 3458-11 | NICU¦ISO11 | Fixed | GH-NICU-M11 | GH00000088 | 304231 | GE | Solar 8000I | Monitor GE Solar | N/A | 126.7.26.35 | Solar 8000I | 1A | SE408252752GA | 401266628 | GE Server
GH | 77 | GH NEONATAL ICU |  | NICU Bay 12 | 3458-12 | NICU¦12 | Fixed | GH-NICU-M12 | GH00000177 | 306465 | GE | DASH 4000 | Monitor GE Dash | N/A |  | Dash 4000 | 1A | SBG06046532GA | 400972249 | GE Server
GH | 78 | GH NEONATAL ICU |  | NICU Bay 13 | 3458-13 | NICU¦13 | Fixed | GH-NICU-M13 | GH00000178 | 306466 | GE | DASH 4000 | Monitor GE Dash | N/A |  | Dash 4000 | 1A | A2DJ9843G | 402612131 | GE Server
GH | 79 | GH NEONATAL ICU |  | NICU Bay 14 | 3458-14 | NICU¦14 | Fixed | GH-NICU-M14 | GH00000179 | 306467 | GE | DASH 4000 | Monitor GE Dash | N/A |  | Dash 4000 | 1A | A2DJ9934G | 400978436 | GE Server
GH | 80 | GH NEONATAL ICU |  | NICU Bay 15 | 3458-15 | NICU¦15 | Fixed | GH-NICU-M15 | GH00000180 | 306468 | GE | DASH 4000 | Monitor GE Dash | N/A |  | Dash 4000 | 1A | SD008242343GA | 402972613 | GE Server
GH | 81 | GH NEONATAL ICU |  | Overflow Nursery | N/A | N/A | Non-Fixed | GH-NICU-Dash01 | GH00000089 | 304215 | GE | DASH 4000 | Monitor GE Dash | N/A | N/A | Dash 4000 | 1A | DSH05221603GA | 400766411 | B1-CAQ
GH | 82 | GH NEONATAL ICU |  | Overflow Nursery | N/A | N/A | Non-Fixed | GH-NICU-Dash03 | GH00000091 | 304217 | GE | DASH 4000 | Monitor GE Dash | N/A | N/A | Dash 4000 | 1A | A2DJ9742G | 401731511 | B1-CAQ
GH | 83 | GH PEDIATRICS |  | Equipment Room | N/A | N/A | Non-Fixed | GH-PEDI-Dash01 | GH00000100 | 304237 | GE | DASH 4000 | Monitor GE Dash | N/A | N/A | Dash 4000 | 1A | DSH05094059GA | 400977283 | B1-CAQ
GH | 84 | GH PEDIATRICS |  | Evaluation | N/A | N/A | Non-Fixed | GH-PEDI-Dash02 | GH00000101 | 304238 | GE | DASH 4000 | Monitor GE Dash | N/A | N/A | Dash 4000 | 1A | D4EH0660G | 400977597 | B1-CAQ
GH | 85 | GH PEDIATRICS |  | Equipment Room | N/A | N/A | Non-Fixed | GH-PEDI-Dash03 | GH00000102 | 304239 | GE | DASH 4000 | Monitor GE Dash | N/A | N/A | Dash 4000 | 1A | DSH05094074GA | 400766684 | B1-CAQ
GH | 86 | GH MAIN OR PACU |  | PACU Bay 1 | N/A | PACU¦1 | Non-Fixed | GH-PACU-Solar01 | GH00000106 | 304196 | GE | Solar 8000I | Monitor GE Solar | N/A | 126.7.134.113 | Solar 8000I | 1A | SE409068681GA | 401730385 | GE Server
GH | 87 | GH MAIN OR PACU |  | PACU Bay 2 | N/A | PACU¦2 | Non-Fixed | GH-PACU-Solar02 | GH00000107 | 304197 | GE | Solar 8000I | Monitor GE Solar | N/A | 126.7.134.63 | Solar 8000I | 1A | SE409068683GA | 401730382 | GE Server
GH | 88 | GH MAIN OR PACU |  | PACU Bay 3 | N/A | PACU¦3 | Non-Fixed | GH-PACU-Solar03 | GH00000108 | 304198 | GE | Solar 8000I | Monitor GE Solar | N/A | 126.7.134.175 | Solar 8000I | 1A | SE409068689GA | 401730376 | GE Server
GH | 89 | GH MAIN OR PACU |  | PACU Bay 4 | N/A | PACU¦4 | Non-Fixed | GH-PACU-Solar04 | GH00000109 | 304199 | GE | Solar 8000I | Monitor GE Solar | N/A | 126.7.134.193 | Solar 8000I | 1A | SE409068690GA | 401730378 | GE Server
GH | 90 | GH MAIN OR PACU |  | PACU Bay 5 | N/A | PACU¦5 | Non-Fixed | GH-PACU-Solar05 | GH00000110 | 304200 | GE | Solar 8000I | Monitor GE Solar | N/A | 126.7.134.77 | Solar 8000I | 1A | SE409068685GA | 401730380 | GE Server
GH | 91 | GH MAIN OR PACU |  | PACU Bay 6 | N/A | PACU¦6 | Non-Fixed | GH-PACU-Solar06 | GH00000111 | 304201 | GE | Solar 8000I | Monitor GE Solar | N/A | 126.7.134.73 | Solar 8000I | 1A | SE409068686GA | 401730387 | GE Server
GH | 92 | GH MAIN OR PACU |  | PACU Bay 7 | N/A | PACU¦7 | Non-Fixed | GH-PACU-Solar07 | GH00000112 | 304202 | GE | Solar 8000I | Monitor GE Solar | N/A | 126.7.134.115 | Solar 8000I | 1A | SE409068687GA | 401730390 | GE Server
GH | 93 | GH MAIN OR PACU |  | PACU Bay 8 | N/A | PACU¦8 | Non-Fixed | GH-PACU-Solar08 | GH00000113 | 304203 | GE | Solar 8000I | Monitor GE Solar | N/A | 126.7.134.81 | Solar 8000I | 1A | SE409068682GA | 401730384 | GE Server
GH | 94 | GH MAIN OR PACU |  | PACU Bay 9 | N/A | PACU¦9 | Non-Fixed | GH-PACU-Solar09 | GH00000114 | 304204 | GE | Solar 8000I | Monitor GE Solar | N/A | 126.7.134.99 | Solar 8000I | 1A | SE409068688GA | 401730392 | GE Server
GH | 95 | GH TELEMETRY/INTERMEDIATE CARE |  | 2-120 | 2120-W | MSICU¦2-120 | Fixed | GH-TELE-Solar2120W | GH00000136 | 304241 | GE | Solar 8000I | Monitor GE Solar | N/A | 126.6.153.111 | Solar 8000I | 1A | SCZ08045168GA | 401266383 | GE Server
GH | 96 | GH TELEMETRY/INTERMEDIATE CARE |  | 2-122 | 2122-D | TELE¦2122 | Fixed | GH-TELE-Solar2122D | GH00000137 | 304243 | GE | Solar 8000M | Monitor GE Solar | N/A | 126.2.215.37 | Solar 8000M | 8000I 1A | B3RF4953G | 400977025 | GE Server
GH | 97 | GH TELEMETRY/INTERMEDIATE CARE |  | 2-124 | 2124-D | TELE¦2124 | Fixed | GH-TELE-Solar2124D | GH00000138 | 304244 | GE | Solar 8000M | Monitor GE Solar | N/A | 126.2.25.185 | Solar 8000M | 8000I 1A | A3RF4800G | 400977722 | GE Server
GH | 98 | GH TELEMETRY/INTERMEDIATE CARE |  | 2-126 | 2126-D | TELE¦2126 | Fixed | GH-TELE-Solar2126D | GH00000139 | 304245 | GE | Solar 8000M | Monitor GE Solar | N/A | 126.2.125.111 | Solar 8000M | 8000I 1A | A3RF4802G | 400977785 | GE Server
GH | 99 | GH TELEMETRY/INTERMEDIATE CARE |  | 2-128 | 2128-D | TELE¦2128 | Fixed | GH-TELE-Solar2128D | GH00000140 | 304246 | GE | Solar 8000M | Monitor GE Solar | N/A | 126.2.89.191 | Solar 8000M | 8000I 1A | A3RF4801G | 400977057 | GE Server
GH | 100 | GH TELEMETRY/INTERMEDIATE CARE |  | 2-134 | 2134-D | TELE¦2134 | Fixed | GH-TELE-Solar2134D | GH00000141 | 304247 | GE | Solar 8000M | Monitor GE Solar | N/A | 126.3.170.95 | Solar 8000M | 8000I 1A | NSN400977032 | 400977032 | GE Server
GH | 101 | GH TELEMETRY/INTERMEDIATE CARE |  | 2-140 | 2140-D | TELE¦2140 | Fixed | GH-TELE-Solar2140D | GH00000142 | 304248 | GE | Solar 8000M | Monitor GE Solar | N/A | 126.3.170.35 | Solar 8000M | 8000I 1A | J43T5788G | 401266695 | GE Server
GH | 102 | GH TELEMETRY/INTERMEDIATE CARE |  | Storage | N/A | N/A | Non-Fixed | GH-TELE-Solar01 | GH00000143 | 304242 | GE | Solar 8000I | Monitor GE Solar | N/A | N/A | Solar 8000I | 1A | SE409058605GA | 401730353 | B1-CFB
GH | 103 | GH HASC PREOP/PACU |  | Holly Hill PACU Bay 1 | N/A | N/A | Non-Fixed | GH-HASC_PACU-Dash01 | GH00000152 | 304170 | GE | DASH 3000 | Monitor GE Dash | N/A | N/A | DASH 3000 | 1A |  |  | B1-CAQ
GH | 104 | GH HASC PREOP/PACU |  | Holly Hill PACU Bay 2 | N/A | N/A | Non-Fixed | GH-HASC_PACU-Dash02 | GH00000153 | 304171 | GE | DASH 3000 | Monitor GE Dash | N/A | N/A | DASH 3000 | 1A | SD008473824GA | 401730225 | B1-CAQ
GH | 105 | GH HASC PREOP/PACU |  | Holly Hill PACU Bay 3 | N/A | N/A | Non-Fixed | GH-HASC_PACU-Dash03 | GH00000154 | 304172 | GE | DASH 3000 | Monitor GE Dash | N/A | N/A | DASH 3000 | 1A | SD008473626GA | 401730216 | B1-CAQ
GH | 106 | GH HASC PREOP/PACU |  | Holly Hill PACU Bay 4 | N/A | N/A | Non-Fixed | GH-HASC_PACU-Dash04 | GH00000155 | 304173 | GE | DASH 3000 | Monitor GE Dash | N/A | N/A | DASH 3000 | 1A | SD008473623GA | 401730228 | B1-CAQ
GH | 107 | GH HASC PREOP/PACU |  | Holly Hill PACU Bay 5 | N/A | N/A | Non-Fixed | GH-HASC_PACU-Dash05 | GH00000156 | 304174 | GE | DASH 3000 | Monitor GE Dash | N/A | N/A | DASH 3000 | 1A | SD008473625GA | 401730231 | B1-CAQ
GH | 108 | GH HASC PREOP/PACU |  | Holly Hill PACU Bay 6 | N/A | N/A | Non-Fixed | GH-HASC_PACU-Dash06 | GH00000157 | 304175 | GE | DASH 3000 | Monitor GE Dash | N/A | N/A | DASH 3000 | 1A | SD008473620GA | 401730227 | B1-CAQ
GH | 109 | GH HASC PREOP/PACU |  | Holly Hill PACU Bay 7 | N/A | N/A | Non-Fixed | GH-HASC_PACU-Dash07 | GH00000158 | 304176 | GE | DASH 3000 | Monitor GE Dash | N/A | N/A | DASH 3000 | 1A | SD008473572GA | 401730812 | B1-CAQ
GH | 110 | GH HASC PREOP/PACU |  | Holly Hill PACU Bay 8 | N/A | N/A | Non-Fixed | GH-HASC_PACU-Dash08 | GH00000159 | 304177 | GE | DASH 3000 | Monitor GE Dash | N/A | N/A | DASH 3000 | 1A | SD008473837GA | 401730229 | B1-CAQ
GH | 111 | GH HASC PREOP/PACU |  | Holly Hill PACU Bay 9 | N/A | N/A | Non-Fixed | GH-HASC_PACU-Dash09 | GH00000160 | 304178 | GE | DASH 3000 | Monitor GE Dash | N/A | N/A | DASH 3000 | 1A | SD008473838GA | 401730230 | B1-CAQ
GH | 112 | GH HASC PREOP/PACU |  | Holly Hill PACU Bay 10 | N/A | N/A | Non-Fixed | GH-HASC_PACU-Dash10 | GH00000161 | 304179 | GE | DASH 3000 | Monitor GE Dash | N/A | N/A | DASH 3000 | 1A | SD008473621GA | 401730214 | B1-CAQ
GH | 113 | GH HASC PREOP/PACU |  | Holly Hill Pre-op | N/A | N/A | Non-Fixed | GH-HASC_PREOP-Dash01 | GH00000162 | 304168 | GE | DASH 5000 | Monitor GE Dash | N/A | N/A | Dash 5000 | 1A | SD008452352GA | 401730243 | B1-CAQ
GH | 114 | GH HASC PREOP/PACU |  | Holly Hill Pre-op | N/A | N/A | Non-Fixed | GH-HASC_PREOP-Dash02 | GH00000163 | 304169 | GE | DASH 5000 | Monitor GE Dash | N/A | N/A | Dash 5000 | 1A | SD008473766GA | 401730242 | B1-CAQ
SRC | 1 | SRC EMERGENGY DEPARTMENT |  | Trauma Code Rm#2 | Resuscitation 1 | C-TRM | Fixed | SRC-ED-TRAUMA2 | SRC0000106 | 305111 | Philips Medical | Intellivue MP70 | Monitor Emergency Department | N/A |  | M8007A |  | DE22710567 |  | Philips Server
SRC | 2 | SRC EMERGENGY DEPARTMENT |  | Trauma Rm#1 | Resuscitation 2 | TRM | Fixed | SRC-ED-TRAUMA1 | SRC0000107 | 305112 | Philips Medical | Intellivue MP70 | Monitor Emergency Department | N/A |  | M8007A |  | DE22710573 |  | Philips Server
SRC | 3 | SRC EMERGENGY DEPARTMENT |  | Exam Room #1A | 01A | R-1A | Fixed | SRC-ED-M01A | SRC0000108 | 305113 | Philips Medical | Intellivue MP5 | Monitor Emergency Department | N/A |  | M8105A |  | DE70402074 |  | Philips Server
SRC | 4 | SRC EMERGENGY DEPARTMENT |  | Exam Room #1B | 01B | R-1B | Fixed | SRC-ED-M01B | SRC0000109 | 305114 | Philips Medical | Intellivue MP5 | Monitor Emergency Department | N/A |  | M8105A |  | DE70402059 |  | Philips Server
SRC | 5 | SRC EMERGENGY DEPARTMENT |  | Exam Room #2 | 02 | R-2 | Fixed | SRC-ED-M02 | SRC0000110 | 305115 | Philips Medical | Intellivue MP5 | Monitor Emergency Department | N/A |  | M8105A |  | DE70402056 |  | Philips Server
SRC | 6 | SRC EMERGENGY DEPARTMENT |  | Exam Room #3 | 03 | R-3 | Fixed | SRC-ED-M03 | SRC0000111 | 305116 | Philips Medical | Intellivue MP5 | Monitor Emergency Department | N/A |  | M8105A |  | DE70402061 |  | Philips Server
SRC | 7 | SRC EMERGENGY DEPARTMENT |  | Exam Room #4 | 04 | R-4 | Fixed | SRC-ED-M04 | SRC0000112 | 305117 | Philips Medical | Intellivue MP5 | Monitor Emergency Department | N/A |  | M8105A |  | DE70402058 |  | Philips Server
SRC | 8 | SRC EMERGENGY DEPARTMENT |  | Exam Room #5 | 05 | R-5 | Fixed | SRC-ED-M05 | SRC0000113 | 305118 | Philips Medical | Intellivue MP5 | Monitor Emergency Department | N/A |  | M8105A |  | DE70402045 |  | Philips Server
SRC | 9 | SRC EMERGENGY DEPARTMENT |  | Exam Room #6 | 06 | R-6 | Fixed | SRC-ED-M06 | SRC0000114 | 305119 | Philips Medical | Intellivue MP5 | Monitor Emergency Department | N/A |  | M8105A |  | DE70402063 |  | Philips Server
SRC | 10 | SRC EMERGENGY DEPARTMENT |  | Exam Room #7 | 07 | R-7 | Fixed | SRC-ED-M07 | SRC0000115 | 305120 | Philips Medical | Intellivue MP5 | Monitor Emergency Department | N/A |  | M8105A |  | DE70402049 |  | Philips Server
SRC | 11 | SRC EMERGENGY DEPARTMENT |  | Exam Room #8 | 08 | R-8 | Fixed | SRC-ED-M08 | SRC0000116 | 305121 | Philips Medical | Intellivue MP5 | Monitor Emergency Department | N/A |  | M8105A |  |  |  | Philips Server
SRC | 12 | SRC EMERGENGY DEPARTMENT |  | Exam Room #9 | 09 | R-9 | Fixed | SRC-ED-M09 | SRC0000117 | 305122 | Philips Medical | Intellivue MP5 | Monitor Emergency Department | N/A |  | M8105A |  | DE70402075 |  | Philips Server
SRC | 13 | SRC EMERGENGY DEPARTMENT |  | Exam Room #10 | 10 | R-10 | Fixed | SRC-ED-M10 | SRC0000118 | 305123 | Philips Medical | Intellivue MP70 | Monitor Emergency Department | N/A |  | M8007A |  | DE22710560 |  | Philips Server
SRC | 14 | SRC EMERGENGY DEPARTMENT |  | Exam Room #11 | 11 | R-11 | Fixed | SRC-ED-M11 | SRC0000119 | 305124 | Philips Medical | Intellivue MP70 | Monitor Emergency Department | N/A |  | M8007A |  | DE35020941 |  | Philips Server
SRC | 15 | SRC EMERGENGY DEPARTMENT |  | Exam Room #12 | 12 | R-12 | Fixed | SRC-ED-M12 | SRC0000120 | 305125 | Philips Medical | Intellivue MP5 | Monitor Emergency Department | N/A |  | M8105A |  | DE70402064 |  | Philips Server
SRC | 16 | SRC EMERGENGY DEPARTMENT |  | Exam Room #14 | 14 | R-14 | Fixed | SRC-ED-M14 | SRC0000121 | 305126 | Philips Medical | Intellivue MP5 | Monitor Emergency Department | N/A |  | M8105A |  | DE70402065 |  | Philips Server
SRC | 17 | SRC EMERGENGY DEPARTMENT |  | Exam Room #15 | 15 | R-15 | Fixed | SRC-ED-M15 | SRC0000122 | 305127 | Philips Medical | Intellivue MP5 | Monitor Emergency Department | N/A |  | M8105A |  | DE70402078 |  | Philips Server
SRC | 18 | SRC EMERGENGY DEPARTMENT |  | Bay #16 | 16 | R-16 | Fixed | SRC-ED-M16 | SRC0000123 | 305128 | Philips Medical | Intellivue MP5 | Monitor Emergency Department | N/A |  | M8105A |  | DE70402055 |  | Philips Server
SRC | 19 | SRC EMERGENGY DEPARTMENT |  | Bay #17 | 17 | R-17 | Fixed | SRC-ED-M17 | SRC0000124 | 305129 | Philips Medical | Intellivue MP5 | Monitor Emergency Department | N/A |  | M8105A |  | DE70402060 |  | Philips Server
SRC | 20 | SRC EMERGENGY DEPARTMENT |  | Bay #18 | 18 | R-18 | Fixed | SRC-ED-M18 | SRC0000125 | 305130 | Philips Medical | Intellivue MP5 | Monitor Emergency Department | N/A |  | M8105A |  | DE70402052 |  | Philips Server
SRC | 21 | SRC EMERGENGY DEPARTMENT |  | Bay #19 | 19 | R-19 | Fixed | SRC-ED-M19 | SRC0000126 | 305131 | Philips Medical | Intellivue MP5 | Monitor Emergency Department | N/A |  | M8105A |  | DE70402044 |  | Philips Server
SRC | 22 | SRC EMERGENGY DEPARTMENT |  | Bay #20 | 20 | R-20 | Fixed | SRC-ED-M20 | SRC0000127 | 305132 | Philips Medical | Intellivue MP5 | Monitor Emergency Department | N/A |  | M8105A |  | DE70402057 |  | Philips Server
SRC | 23 | SRC EMERGENGY DEPARTMENT |  | Bay #21 | 21 | R-21 | Fixed | SRC-ED-M21 | SRC0000128 | 305133 | Philips Medical | Intellivue MP5 | Monitor Emergency Department | N/A |  | M8105A |  | DE70402025 |  | Philips Server
SRC | 24 | SRC EMERGENGY DEPARTMENT |  | Bay #22 | 22 | R-22 | Fixed | SRC-ED-M22 | SRC0000129 | 305134 | Philips Medical | Intellivue MP5 | Monitor Emergency Department | N/A |  | M8105A |  | DE70402054 |  | Philips Server
SRC | 25 | SRC EMERGENGY DEPARTMENT |  | Bay #23 | 23 | R-23 | Fixed | SRC-ED-M23 | SRC0000130 | 305135 | Philips Medical | Intellivue MP5 | Monitor Emergency Department | N/A |  | M8105A |  | DE70402061 |  | Philips Server
SRC | 26 | SRC EMERGENGY DEPARTMENT |  | Bay #24 | 24 | R-24 | Fixed | SRC-ED-M24A | SRC0000131 | 305136 | Philips Medical | Intellivue MP5 | Monitor Emergency Department | N/A |  | M8105A |  | DE70402049 |  | Philips Server
SRC | 27 | SRC EMERGENGY DEPARTMENT |  | Bay #24A | 24A | R-24A | Fixed | SRC-ED-M24B | SRC0000132 | 305137 | Philips Medical | Intellivue MP5 | Monitor Emergency Department | N/A |  | M8105A |  | DE70402045 |  | Philips Server
SRC | 28 | SRC EMERGENGY DEPARTMENT |  | Bay #25 | 25 | R-25 | Fixed | SRC-ED-M25 | SRC0000133 | 305138 | Philips Medical | Intellivue MP5 | Monitor Emergency Department | N/A |  | M8105A |  | DE70402058 |  | Philips Server
SRC | 29 | SRC EMERGENGY DEPARTMENT |  | Bay #26 | 26 | R-26 | Fixed | SRC-ED-M26A | SRC0000134 | 305139 | Philips Medical | Intellivue MP5 | Monitor Emergency Department | N/A |  | M8105A |  | DE70402056 |  | Philips Server
SRC | 30 | SRC EMERGENGY DEPARTMENT |  | Bay #26A | 26A | R-26A | Fixed | SRC-ED-M26B | SRC0000135 | 305140 | Philips Medical | Intellivue MP5 | Monitor Emergency Department | N/A |  | M8105A |  | DE70402024 |  | Philips Server
SRC | 31 | SRC EMERGENGY DEPARTMENT |  | Bay #27 | 27 | R-27 | Fixed | SRC-ED-M27 | SRC0000136 | 305141 | Philips Medical | Intellivue MP5 | Monitor Emergency Department | N/A |  | M8105A |  | DE70402061 |  | Philips Server
SRC | 32 | SRC EMERGENGY DEPARTMENT |  | Exam Room #28 | 28 | R-28 | Fixed | SRC-ED-M28 | SRC0000137 | 305142 | Philips Medical | Intellivue MP5 | Monitor Emergency Department | N/A |  | M8105A |  | DE70402053 |  | Philips Server
SRC | 33 | SRC EMERGENGY DEPARTMENT |  | Exam Room #29A | 29A | R-29A | Fixed | SRC-ED-M29A | SRC0000138 | 305143 | Philips Medical | Intellivue MP5 | Monitor Emergency Department | N/A |  | M8105A |  | DE70402062 |  | Philips Server
SRC | 34 | SRC EMERGENGY DEPARTMENT |  | Exam Room #29B | 29B | R-29B | Fixed | SRC-ED-M29B | SRC0000139 | 305144 | Philips Medical | Intellivue MP5 | Monitor Emergency Department | N/A |  | M8105A |  | DE70402024 |  | Philips Server
SRC | 35 | SRC EMERGENGY DEPARTMENT |  | Exam Room #29C | 29C | R-29C | Fixed | SRC-ED-M29C | SRC0000140 | 305145 | Philips Medical | Intellivue MP5 | Monitor Emergency Department | N/A |  | M8105A |  | DE70402066 |  | Philips Server
SRC | 36 | SRC EMERGENGY DEPARTMENT |  | Exam Room #29D | 29D | R-29D | Fixed | SRC-ED-M29D | SRC0000141 | 305146 | Philips Medical | Intellivue MP5 | Monitor Emergency Department | N/A |  | M8105A |  | DE70402054 |  | Philips Server
SRC | 37 | SRC EMERGENGY DEPARTMENT |  | Exam Room #29E | 29E | R-29E | Fixed | SRC-ED-M29E | SRC0000142 | 305147 | Philips Medical | Intellivue MP5 | Monitor Emergency Department | N/A |  | M8105A |  | DE70402067 |  | Philips Server
SRC | 38 | SRC IMAGING PRE/POST PROCEDURE |  | Recovery Bay #1 | N/A | RAD01 | Non-Fixed | SRC-DR HOLD-M01 | SRC0000144 | 305148 | Philips Medical | Intellivue MP30 | Monitor Philips Intellivue | N/A |  | M8002A |  | DE128B3972 |  | Philips Server
SRC | 39 | SRC IMAGING PRE/POST PROCEDURE |  | Recovery Bay #2 | N/A | RAD02 | Non-Fixed | SRC-DR HOLD-M02 | SRC0000145 | 305149 | Philips Medical | Intellivue MP30 | Monitor Philips Intellivue | N/A |  | M8002A |  | DE128B3960 |  | Philips Server
SRC | 40 | SRC IMAGING PRE/POST PROCEDURE |  | Recovery Bay #3 | N/A | RAD03 | Non-Fixed | SRC-DR HOLD-M03 | SRC0000146 | 305150 | Philips Medical | Intellivue MP30 | Monitor Philips Intellivue | N/A |  | M8002A |  | DE128B3956 |  | Philips Server
SRC | 41 | SRC IMAGING PRE/POST PROCEDURE |  | Recovery Iso Room | N/A | RAD04 | Non-Fixed | SRC-DR HOLD-M04 | SRC0000147 | 305151 | Philips Medical | Intellivue MP30 | Monitor Philips Intellivue | N/A |  | M8002A |  | DE128B3983 |  | Philips Server
SRC | 42 | SRC IMAGING PRE/POST PROCEDURE |  | Mobile | N/A | N/A | Non-Fixed | SRC-DR HOLD-M05 | SRC0000148 | 305152 | Philips Medical | Intellivue MP30 | Monitor Philips Intellivue | N/A |  | M8002A |  | DE128B3961 |  | B1-CFW
SRC | 43 | SRC AMB INTERVENTIONAL RADIOLOGY, SRC DR CT SCAN, SRC DR NUCLEAR MED, SRC DR PET SCAN, SRC DR ULTRASOUND, SRC DR XRAY, SRC IMAGING PRE/POST PROCEDURE, SRC INTERVENTIONAL RADIOLOGY, SRC NUC MED CARDIOLOGY, SRC OUTPT DIAG TESTING XRAY |  | Mobile | N/A | N/A | Non-Fixed | SRC-DR-M01 | SRC0000149 | 305153 | Philips Medical | Intellivue MP30 | Monitor Philips Intellivue | N/A |  | M8007A |  | DE128B3966 |  | B1-CFW
SRC | 44 | SRC AMB INTERVENTIONAL RADIOLOGY, SRC DR CT SCAN, SRC DR NUCLEAR MED, SRC DR PET SCAN, SRC DR ULTRASOUND, SRC DR XRAY, SRC IMAGING PRE/POST PROCEDURE, SRC INTERVENTIONAL RADIOLOGY, SRC NUC MED CARDIOLOGY, SRC OUTPT DIAG TESTING XRAY |  | Mobile | N/A | N/A | Non-Fixed | SRC-DR-M02 | SRC0000150 | 305154 | Philips Medical | Intellivue MP30 | Monitor Philips Intellivue | N/A |  | M8007A |  | DE128B3976 |  | B1-CFW
SRC | 45 | SRC AMB INTERVENTIONAL RADIOLOGY, SRC DR CT SCAN, SRC DR NUCLEAR MED, SRC DR PET SCAN, SRC DR ULTRASOUND, SRC DR XRAY, SRC IMAGING PRE/POST PROCEDURE, SRC INTERVENTIONAL RADIOLOGY, SRC NUC MED CARDIOLOGY, SRC OUTPT DIAG TESTING XRAY |  | Mobile | N/A | N/A | Non-Fixed | SRC-DR-M03 | SRC0000151 | 305155 | Philips Medical | Intellivue MP30 | Monitor Philips Intellivue | N/A |  | M8002A |  | 309-012661 |  | B1-CFW
SRC | 46 | SRC CARDIAC CATH EP SRC CATH/EP HOLDING |  | Bay #1 | N/A | CATH01 | Non-fixed | SRC-CATH-M01 | SRC0000152 | 305156 | Philips Medical | Intellivue MP30 | Monitor Philips Intellivue | N/A |  | M8002A |  | DE128B4668 |  | Philips Server
SRC | 47 | SRC CARDIAC CATH EP SRC CATH/EP HOLDING |  | Bay #2 | N/A | CATH02 | Non-fixed | SRC-CATH-M02 | SRC0000153 | 305157 | Philips Medical | Intellivue MP30 | Monitor Philips Intellivue | N/A |  | M8002A |  | DE128B4649 |  | Philips Server
SRC | 48 | SRC CARDIAC CATH EP SRC CATH/EP HOLDING |  | Bay #3 | N/A | CATH03 | Non-fixed | SRC-CATH-M03 | SRC0000154 | 305158 | Philips Medical | Intellivue MP30 | Monitor Philips Intellivue | N/A |  | M8002A |  | DE128B4677 |  | Philips Server
SRC | 49 | SRC CARDIAC CATH EP SRC CATH/EP HOLDING |  | Bay #4 | N/A | CATH04 | Non-fixed | SRC-CATH-M04 | SRC0000155 | 305159 | Philips Medical | Intellivue MP30 | Monitor Philips Intellivue | N/A |  | M8002A |  | DE128B4671 |  | Philips Server
SRC | 50 | SRC CARDIAC CATH EP SRC CATH/EP HOLDING |  | Bay #5 | N/A | CATH05 | Non-fixed | SRC-CATH-M05 | SRC0000156 | 305160 | Philips Medical | Intellivue MP30 | Monitor Philips Intellivue | N/A |  | M8002A |  | DE128B4656 |  | Philips Server
SRC | 51 | SRC CARDIAC CATH EP SRC CATH/EP HOLDING |  | Bay #6 - Iso | N/A | CATH06 | Non-fixed | SRC-CATH-M06 | SRC0000157 | 305161 | Philips Medical | Intellivue MP30 | Monitor Philips Intellivue | N/A |  | M8002A |  | DE128B4683 |  | Philips Server
SRC | 52 | SRC CARDIAC CATH EP SRC CATH/EP HOLDING |  | Tilt Room | N/A | CATH07 | Non-fixed | SRC-CATH-M07 | SRC0000158 | 305162 | Philips Medical | Intellivue MP30 | Monitor Philips Intellivue | N/A |  | M8002A |  | DE128B4653 |  | Philips Server
SRC | 53 | SRC SCHEDULE ADMISSION UNIT |  | Room #5W | N/A | 2005S1 | Non-fixed | SRC-SAU-M2005-01 | SRC0000159 | 305163 | Philips Medical | Intellivue MP2 | Monitor Philips Intellivue | N/A |  | M8102A |  | DE03711002 |  | Philips Server
SRC | 54 | SRC SCHEDULE ADMISSION UNIT |  | Room #5D | N/A | 2005S2 | Non-fixed | SRC-SAU-M2005-02 | SRC0000160 | 305164 | Philips Medical | Intellivue MP2 | Monitor Philips Intellivue | N/A |  | M8102A |  | DE03711000 |  | Philips Server
SRC | 55 | SRC SCHEDULE ADMISSION UNIT |  | Room #6W | N/A | 2006S1 | Non-fixed | SRC-SAU-M2006-01 | SRC0000161 | 305165 | Philips Medical | Intellivue MP2 | Monitor Philips Intellivue | N/A |  | M8102A |  | DE03711023 |  | Philips Server
SRC | 56 | SRC SCHEDULE ADMISSION UNIT |  | Room #6D | N/A | 2006S2 | Non-fixed | SRC-SAU-M2006-02 | SRC0000162 | 305166 | Philips Medical | Intellivue MP2 | Monitor Philips Intellivue | N/A |  | M8102A |  | DE03711022 |  | Philips Server
SRC | 57 | SRC PERIOPERATIVE SERVICES |  | Holding Bay #11 | N/A | BLK01 | Non-Fixed | SRC-PREOP-M01 | SRC0000163 | 305167 | Philips Medical | Intellivue MP30 | Monitor Philips Intellivue | N/A |  | M8002A |  | DE62234610 |  | Philips Server
SRC | 58 | SRC PERIOPERATIVE SERVICES |  | Holding Bay #12 | N/A | BLK02 | Non-Fixed | SRC-PREOP-M02 | SRC0000164 | 305168 | Philips Medical | Intellivue MP30 | Monitor Philips Intellivue | N/A |  | M8002A |  | DE62234500 |  | Philips Server
SRC | 59 | SRC PERIOPERATIVE SERVICES |  | Holding Bay #13 | N/A | BLK03 | Non-Fixed | SRC-PREOP-M03 | SRC0000165 | 305169 | Philips Medical | Intellivue MP30 | Monitor Philips Intellivue | N/A |  | M8002A |  | DE62234520 |  | Philips Server
SRC | 60 | SRC PERIOPERATIVE SERVICES |  | Holding Bay #14 | N/A | BLK04 | Non-Fixed | SRC-PREOP-M04 | SRC0000166 | 305170 | Philips Medical | Intellivue MP30 | Monitor Philips Intellivue | N/A |  | M8002A |  | DE62234518 |  | Philips Server
SRC | 61 | SRC PERIOPERATIVE SERVICES |  | Holding Bay #17 | N/A | HLD01 | Non-Fixed | SRC-PREOP-M05 | SRC0000167 | 305171 | Philips Medical | Intellivue MP30 | Monitor Philips Intellivue | N/A |  | M8002A |  | DE62234515 |  | Philips Server
SRC | 62 | SRC SHORT-TERM SURGERY |  | Bay #1 | N/A | STS01 | Non-Fixed | SRC-STS-M01 | SRC0000168 | 305172 | Philips Medical | Intellivue MP30 | Monitor Philips Intellivue | N/A |  | M8002A |  | DE72863252 |  | Philips Server
SRC | 63 | SRC SHORT-TERM SURGERY |  | Bay #2 | N/A | STS02 | Non-Fixed | SRC-STS-M02 | SRC0000169 | 305173 | Philips Medical | Intellivue MP30 | Monitor Philips Intellivue | N/A |  | M8002A |  | DE72863263 |  | Philips Server
SRC | 64 | SRC SHORT-TERM SURGERY |  | Bay #3 | N/A | STS03 | Non-Fixed | SRC-STS-M03 | SRC0000170 | 305174 | Philips Medical | Intellivue MP50 | Monitor Philips Intellivue | N/A |  | M8004A |  | DE44032730 |  | Philips Server
SRC | 65 | SRC SHORT-TERM SURGERY |  | Bay #4 | N/A | STS04 | Non-Fixed | SRC-STS-M04 | SRC0000171 | 305175 | Philips Medical | Intellivue MP50 | Monitor Philips Intellivue | N/A |  | M8004A |  | DE82065331 |  | Philips Server
SRC | 66 | SRC SHORT-TERM SURGERY |  | Bay #5 | N/A | STS05 | Non-Fixed | SRC-STS-M05 | SRC0000172 | 305176 | Philips Medical | Intellivue MP30 | Monitor Philips Intellivue | N/A |  | M8002A |  | DE72863251 |  | Philips Server
SRC | 67 | SRC SHORT-TERM SURGERY |  | Bay #6 | N/A | STS06 | Non-Fixed | SRC-STS-M06 | SRC0000173 | 305177 | Philips Medical | Intellivue MP30 | Monitor Philips Intellivue | N/A |  | M8002A |  | DE72863261 |  | Philips Server
SRC | 68 | SRC SHORT-TERM SURGERY |  | Bay #7 | N/A | STS07 | Non-Fixed | SRC-STS-M07 | SRC0000174 | 305178 | Philips Medical | Intellivue MP30 | Monitor Philips Intellivue | N/A |  | M8002A |  | DE72844146 |  | Philips Server
SRC | 69 | SRC SHORT-TERM SURGERY |  | Bay #9 | N/A | STS09 | Non-Fixed | SRC-STS-M09 | SRC0000176 | 305180 | Philips Medical | Intellivue MP30 | Monitor Philips Intellivue | N/A |  | M8002A |  | DE72863249 |  | Philips Server
SRC | 70 | SRC SHORT-TERM SURGERY |  | Bay #10 | N/A | STS10 | Non-Fixed | SRC-STS-M10 | SRC0000177 | 305181 | Philips Medical | Intellivue MP30 | Monitor Philips Intellivue | N/A |  | M8002A |  | DE72863258 |  | Philips Server
SRC | 71 | SRC SHORT-TERM SURGERY |  | Bay #11 | N/A | STS11 | Non-Fixed | SRC-STS-M11 | SRC0000178 | 305182 | Philips Medical | Intellivue MP30 | Monitor Philips Intellivue | N/A |  | M8002A |  | DE72863343 |  | Philips Server
SRC | 72 | SRC SHORT-TERM SURGERY |  | Bay #12 | N/A | STS12 | Non-Fixed | SRC-STS-M12 | SRC0000179 | 305183 | Philips Medical | Intellivue MP30 | Monitor Philips Intellivue | N/A |  | M8002A |  | DE72863342 |  | Philips Server
SRC | 73 | SRC SHORT-TERM SURGERY |  | Bay #14 | N/A | STS14 | Non-Fixed | SRC-STS-M14 | SRC0000180 | 305184 | Philips Medical | Intellivue MP30 | Monitor Philips Intellivue | N/A |  | M8002A |  | DE72863359 |  | Philips Server
SRC | 74 | SRC SHORT-TERM SURGERY |  | Bay #15 | N/A | STS15 | Non-Fixed | SRC-STS-M15 | SRC0000181 | 305185 | Philips Medical | Intellivue MP30 | Monitor Philips Intellivue | N/A |  | M8002A |  | DE72863239 |  | Philips Server
SRC | 75 | SRC SHORT-TERM SURGERY |  | Bay #16 | N/A | STS16 | Non-Fixed | SRC-STS-M16 | SRC0000182 | 305186 | Philips Medical | Intellivue MP30 | Monitor Philips Intellivue | N/A |  | M8002A |  | DE72863363 |  | Philips Server
SRC | 76 | SRC SHORT-TERM SURGERY |  | Bay #17 | N/A | STS17 | Non-Fixed | SRC-STS-M17 | SRC0000183 | 305187 | Philips Medical | Intellivue MP30 | Monitor Philips Intellivue | N/A |  | M8002A |  | DE72863353 |  | Philips Server
SRC | 77 | SRC SHORT-TERM SURGERY |  | Bay #18 | N/A | STS18 | Non-Fixed | SRC-STS-M18 | SRC0000184 | 305188 | Philips Medical | Intellivue MP30 | Monitor Philips Intellivue | N/A |  | M8002A |  | DE72863369 |  | Philips Server
SRC | 78 | SRC SHORT-TERM SURGERY |  | Bay #19 - Iso Room | N/A | STS19 | Non-Fixed | SRC-STS-M19 | SRC0000185 | 305189 | Philips Medical | Intellivue MP30 | Monitor Philips Intellivue | N/A |  | M8002A |  | DE72863262 |  | Philips Server
SRC | 79 | SRC SHORT-TERM SURGERY |  | Bay I | N/A | STSI | Non-Fixed | SRC-STS-MI | SRC0000186 | 305190 | Philips Medical | Intellivue MP30 | Monitor Philips Intellivue | N/A |  | M8002A |  | DE72863265 |  | Philips Server
SRC | 80 | SRC SHORT-TERM SURGERY |  | Bay K | N/A | STSK | Non-Fixed | SRC-STS-MK | SRC0000187 | 305191 | Philips Medical | Intellivue MP30 | Monitor Philips Intellivue | N/A |  | M8002A |  | DE72863364 |  | Philips Server
SRC | 81 | SRC SHORT-TERM SURGERY |  | Bay M | N/A | STSM | Non-Fixed | SRC-STS-MM | SRC0000188 | 305192 | Philips Medical | Intellivue MP30 | Monitor Philips Intellivue | N/A |  | M8002A |  | DE72863257 |  | Philips Server
SRC | 82 | SRC MAIN RECOVERY |  | PACU Bay #1 | N/A | RR01 | Non-Fixed | SRC-PACU-M01 | SRC0000189 | 305193 | Philips Medical | Intellivue MP50 | Monitor Philips Intellivue | N/A |  | M8004A |  | DE82065338 |  | Philips Server
SRC | 83 | SRC MAIN RECOVERY |  | PACU Bay #2 | N/A | RR02 | Non-Fixed | SRC-PACU-M02 | SRC0000190 | 305194 | Philips Medical | Intellivue MP50 | Monitor Philips Intellivue | N/A |  | M8004A |  | DE82065346 |  | Philips Server
SRC | 84 | SRC MAIN RECOVERY |  | PACU Bay #3 | N/A | RR03 | Non-Fixed | SRC-PACU-M03 | SRC0000191 | 305195 | Philips Medical | Intellivue MP50 | Monitor Philips Intellivue | N/A |  | M8004A |  | DE82065339 |  | Philips Server
SRC | 85 | SRC MAIN RECOVERY |  | PACU Bay #4 | N/A | RR04 | Non-Fixed | SRC-PACU-M04 | SRC0000192 | 305196 | Philips Medical | Intellivue MP50 | Monitor Philips Intellivue | N/A |  | M8004A |  | DE44031342 |  | Philips Server
SRC | 86 | SRC MAIN RECOVERY |  | PACU Bay #5 | N/A | RR05 | Non-Fixed | SRC-PACU-M05 | SRC0000193 | 305197 | Philips Medical | Intellivue MP50 | Monitor Philips Intellivue | N/A |  | M8004A |  | DE82065357 |  | Philips Server
SRC | 87 | SRC MAIN RECOVERY |  | PACU Bay #6 | N/A | RR06 | Non-Fixed | SRC-PACU-M06 | SRC0000194 | 305198 | Philips Medical | Intellivue MP50 | Monitor Philips Intellivue | N/A |  | M8004A |  | DE82065356 |  | Philips Server
SRC | 88 | SRC MAIN RECOVERY |  | PACU Bay #7 | N/A | RR07 | Non-Fixed | SRC-PACU-M07 | SRC0000195 | 305199 | Philips Medical | Intellivue MP50 | Monitor Philips Intellivue | N/A |  | M8004A |  | DE44031317 |  | Philips Server
SRC | 89 | SRC MAIN RECOVERY |  | PACU Bay #8 | N/A | RR08 | Non-Fixed | SRC-PACU-M08 | SRC0000196 | 305200 | Philips Medical | Intellivue MP50 | Monitor Philips Intellivue | N/A |  | M8004A |  | DE44031285 |  | Philips Server
SRC | 90 | SRC MAIN RECOVERY |  | PACU Bay #9 | N/A | RR09 | Non-Fixed | SRC-PACU-M09 | SRC0000197 | 305201 | Philips Medical | Intellivue MP50 | Monitor Philips Intellivue | N/A |  | M8004A |  | DE44031338 |  | Philips Server
SRC | 91 | SRC MAIN RECOVERY |  | PACU Bay #10 | N/A | RR10 | Non-Fixed | SRC-PACU-M10 | SRC0000198 | 305202 | Philips Medical | Intellivue MP50 | Monitor Philips Intellivue | N/A |  | M8004A |  | DE82065336 |  | Philips Server
SRC | 92 | SRC MAIN RECOVERY |  | PACU Bay #11 | N/A | RR11 | Non-Fixed | SRC-PACU-M11 | SRC0000199 | 305203 | Philips Medical | Intellivue MP50 | Monitor Philips Intellivue | N/A |  | M8004A |  | DE82065348 |  | Philips Server
SRC | 93 | SRC MAIN RECOVERY |  | PACU Bay #12 | N/A | RR12 | Non-Fixed | SRC-PACU-M12 | SRC0000200 | 305204 | Philips Medical | Intellivue MP50 | Monitor Philips Intellivue | N/A |  | M8004A |  | DE44031302 |  | Philips Server
SRC | 94 | SRC MAIN RECOVERY |  | PACU Bay #13 | N/A | RR13 | Non-Fixed | SRC-PACU-M13 | SRC0000201 | 305205 | Philips Medical | Intellivue MP50 | Monitor Philips Intellivue | N/A |  | M8004A |  | DE82065344 |  | Philips Server
SRC | 95 | SRC MAIN RECOVERY |  | PACU Bay #14 | N/A | RR14 | Non-Fixed | SRC-PACU-M14 | SRC0000202 | 305206 | Philips Medical | Intellivue MP50 | Monitor Philips Intellivue | N/A |  | M8004A |  | DE82065351 |  | Philips Server
SRC | 96 | SRC MAIN RECOVERY |  | PACU Bay #15 | N/A | RR15 | Non-Fixed | SRC-PACU-M15 | SRC0000203 | 305207 | Philips Medical | Intellivue MP50 | Monitor Philips Intellivue | N/A |  | M8004A |  | DE44031292 |  | Philips Server
SRC | 97 | SRC MAIN RECOVERY |  | PACU Bay #16 | N/A | RR16 | Non-Fixed | SRC-PACU-M16 | SRC0000204 | 305208 | Philips Medical | Intellivue MP50 | Monitor Philips Intellivue | N/A |  | M8004A |  | DE44028065 |  | Philips Server
SRC | 98 | SRC SURGICAL INTENSIVE |  | SICU 203 | W203-01 | SI203 | Fixed | SRC-SICU-M203 | SRC0000205 | 305210 | Philips Medical | Intellivue MP70 | Monitor Philips Intellivue | N/A |  | M8007A |  | DE22711898 |  | Philips Server
SRC | 99 | SRC SURGICAL INTENSIVE |  | SICU 204 | W204-01 | SI204 | Fixed | SRC-SICU-M204 | SRC0000206 | 305211 | Philips Medical | Intellivue MP70 | Monitor Philips Intellivue | N/A |  | M8007A |  | DE22711927 |  | Philips Server
SRC | 100 | SRC SURGICAL INTENSIVE |  | SICU 205 | W205-01 | SI205 | Fixed | SRC-SICU-M205 | SRC0000207 | 305212 | Philips Medical | Intellivue MP70 | Monitor Philips Intellivue | N/A |  | M8007A |  | DE22711903 |  | Philips Server
SRC | 101 | SRC SURGICAL INTENSIVE |  | SICU 206 | W206-01 | SI206 | Fixed | SRC-SICU-M206 | SRC0000208 | 305213 | Philips Medical | Intellivue MP70 | Monitor Philips Intellivue | N/A |  | M8007A |  | DE35016676 |  | Philips Server
SRC | 102 | SRC SURGICAL INTENSIVE |  | SICU 207 | W207-01 | SI207 | Fixed | SRC-SICU-M207 | SRC0000209 | 305214 | Philips Medical | Intellivue MP70 | Monitor Philips Intellivue | N/A |  | M8007A |  | DE22711924 |  | Philips Server
SRC | 103 | SRC SURGICAL INTENSIVE |  | SICU 209 | W209-01 | SI209 | Fixed | SRC-SICU-M209 | SRC0000210 | 305215 | Philips Medical | Intellivue MP70 | Monitor Philips Intellivue | N/A |  | M8007A |  | DE22710696 |  | Philips Server
SRC | 104 | SRC SURGICAL INTENSIVE |  | SICU 212 | W212-01 | SI212 | Fixed | SRC-SICU-M212 | SRC0000211 | 305216 | Philips Medical | Intellivue MP70 | Monitor Philips Intellivue | N/A |  | M8007A |  | DE22711931 |  | Philips Server
SRC | 105 | SRC SURGICAL INTENSIVE |  | SICU 213 | W213-01 | SI213 | Fixed | SRC-SICU-M213 | SRC0000212 | 305217 | Philips Medical | Intellivue MP70 | Monitor Philips Intellivue | N/A |  | M8007A |  | DE22711942 |  | Philips Server
SRC | 106 | SRC SURGICAL INTENSIVE |  | SICU 214 | W214-01 | SI214 | Fixed | SRC-SICU-M214 | SRC0000213 | 305218 | Philips Medical | Intellivue MP70 | Monitor Philips Intellivue | N/A |  | M8007A |  | DE22711930 |  | Philips Server
SRC | 107 | SRC SURGICAL INTENSIVE |  | SICU 216 | W216-01 | SI216 | Fixed | SRC-SICU-M216 | SRC0000214 | 305219 | Philips Medical | Intellivue MP70 | Monitor Philips Intellivue | N/A |  | M8007A |  | DE22711925 |  | Philips Server
SRC | 108 | SRC SURGICAL INTENSIVE |  | SICU 217 | W217-01 | SI217 | Fixed | SRC-SICU-M217 | SRC0000215 | 305220 | Philips Medical | Intellivue MP70 | Monitor Philips Intellivue | N/A |  | M8007A |  | DE22711933 |  | Philips Server
SRC | 109 | SRC SURGICAL INTENSIVE |  | SICU 218 | W218-01 | SI218 | Fixed | SRC-SICU-M218 | SRC0000216 | 305221 | Philips Medical | Intellivue MP70 | Monitor Philips Intellivue | N/A |  | M8007A |  | DE22711928 |  | Philips Server
SRC | 110 | SRC SURGICAL INTENSIVE |  | SICU 219 | W219-01 | SI219 | Fixed | SRC-SICU-M219 | SRC0000217 | 305222 | Philips Medical | Intellivue MP70 | Monitor Philips Intellivue | N/A |  | M8007A |  | DE22711902 |  | Philips Server
SRC | 111 | SRC SURGICAL INTENSIVE |  | SICU 220 | W220-01 | SI220 | Fixed | SRC-SICU-M220 | SRC0000218 | 305223 | Philips Medical | Intellivue MP70 | Monitor Philips Intellivue | N/A |  | M8007A |  | DE22711929 |  | Philips Server
SRC | 112 | SRC SURGICAL INTENSIVE |  | SICU 221 | W221-01 | SI221 | Fixed | SRC-SICU-M221 | SRC0000219 | 305224 | Philips Medical | Intellivue MP70 | Monitor Philips Intellivue | N/A |  | M8007A |  | DE22711941 |  | Philips Server
SRC | 113 | SRC CARDIOTHORACIC ICU |  | CT 01 | 2601-01 | CT01 | Fixed | SRC-CTICU-M2601 | SRC0000220 | 305225 | Philips Medical | Intellivue MP70 | Monitor Philips Intellivue | N/A |  | M8007A |  | DE54938482 |  | Philips Server
SRC | 114 | SRC CARDIOTHORACIC ICU |  | CT 02 | 2602-01 | CT02 | Fixed | SRC-CTICU-M2602 | SRC0000221 | 305226 | Philips Medical | Intellivue MP70 | Monitor Philips Intellivue | N/A |  | M8007A |  | DE54938461 |  | Philips Server
SRC | 115 | SRC CARDIOTHORACIC ICU |  | CT 03 | 2603-01 | CT03 | Fixed | SRC-CTICU-M2603 | SRC0000222 | 305227 | Philips Medical | Intellivue MP70 | Monitor Philips Intellivue | N/A |  | M8007A |  | DE54938456 |  | Philips Server
SRC | 116 | SRC CARDIOTHORACIC ICU |  | CT 04 | 2604-01 | CT04 | Fixed | SRC-CTICU-M2604 | SRC0000223 | 305228 | Philips Medical | Intellivue MP70 | Monitor Philips Intellivue | N/A |  | M8007A |  | DE54938443 |  | Philips Server
SRC | 117 | SRC CARDIOTHORACIC ICU |  | CT 05 | 2605-01 | CT05 | Fixed | SRC-CTICU-M2605 | SRC0000224 | 305229 | Philips Medical | Intellivue MP70 | Monitor Philips Intellivue | N/A |  | M8007A |  | DE54938463 |  | Philips Server
SRC | 118 | SRC CARDIOTHORACIC ICU |  | CT 06 | 2606-01 | CT06 | Fixed | SRC-CTICU-M2606 | SRC0000225 | 305230 | Philips Medical | Intellivue MP70 | Monitor Philips Intellivue | N/A |  | M8007A |  | DE54938458 |  | Philips Server
SRC | 119 | SRC CARDIOTHORACIC ICU |  | CT 07 | 2607-01 | CT07 | Fixed | SRC-CTICU-M2607 | SRC0000226 | 305231 | Philips Medical | Intellivue MP70 | Monitor Philips Intellivue | N/A |  | M8007A |  | DE54938459 |  | Philips Server
SRC | 120 | SRC CARDIOTHORACIC ICU |  | CT 08 | 2608-01 | CT08 | Fixed | SRC-CTICU-M2608 | SRC0000227 | 305232 | Philips Medical | Intellivue MP70 | Monitor Philips Intellivue | N/A |  | M8007A |  | DE54938474 |  | Philips Server
SRC | 121 | SRC CARDIOTHORACIC ICU |  | CT 09 | 2609-01 | CT09 | Fixed | SRC-CTICU-M2609 | SRC0000228 | 305233 | Philips Medical | Intellivue MP70 | Monitor Philips Intellivue | N/A |  | M8007A |  | DE54938462 |  | Philips Server
SRC | 122 | SRC CARDIOTHORACIC ICU |  | CT 10 | 2610-01 | CT10 | Fixed | SRC-CTICU-M2610 | SRC0000229 | 305234 | Philips Medical | Intellivue MP70 | Monitor Philips Intellivue | N/A |  | M8007A |  | DE54938450 |  | Philips Server
SRC | 123 | SRC CARDIOTHORACIC ICU |  | CT 11 | 2611-01 | CT11 | Fixed | SRC-CTICU-M2611 | SRC0000230 | 305235 | Philips Medical | Intellivue MP70 | Monitor Philips Intellivue | N/A |  | M8007A |  | DE54938460 |  | Philips Server
SRC | 124 | SRC CARDIOTHORACIC ICU |  | CT 12 | 2612-01 | CT12 | Fixed | SRC-CTICU-M2612 | SRC0000231 | 305236 | Philips Medical | Intellivue MP70 | Monitor Philips Intellivue | N/A |  | M8007A |  | DE45938464 |  | Philips Server
SRC | 125 | SRC CARDIOTHORACIC ICU |  | CT 13 | 2613-01 | CT13 | Fixed | SRC-CTICU-M2613 | SRC0000232 | 305237 | Philips Medical | Intellivue MP70 | Monitor Philips Intellivue | N/A |  | M8007A |  | DE54938442 |  | Philips Server
SRC | 126 | SRC CARDIOTHORACIC ICU |  | CT 14 | 2614-01 | CT14 | Fixed | SRC-CTICU-M2614 | SRC0000233 | 305238 | Philips Medical | Intellivue MP70 | Monitor Philips Intellivue | N/A |  | M8007A |  | DE54938452 |  | Philips Server
SRC | 127 | SRC CARDIOTHORACIC ICU |  | CT 15 | 2615-01 | CT15 | Fixed | SRC-CTICU-M2615 | SRC0000234 | 305239 | Philips Medical | Intellivue MP70 | Monitor Philips Intellivue | N/A |  | M8007A |  | DE54938455 |  | Philips Server
SRC | 128 | SRC CARDIOTHORACIC ICU |  | CT 16 | 2616-01 | CT16 | Fixed | SRC-CTICU-M2616 | SRC0000235 | 305240 | Philips Medical | Intellivue MP70 | Monitor Philips Intellivue | N/A |  | M8007A |  | DE54938453 |  | Philips Server
SRC | 129 | SRC SR LOUISE ANTHONY 2 |  | Patient Room | L261-01 | 261 | Fixed | SRC-SLA2-M261-01 | SRC0000344 | 305500 | Philips Medical | Intellivue MP70 | Monitor Philips IntelliVue | N/A |  | M8007A |  | DE22710557 |  | Philips Server
SRC | 131 | SRC SR LOUISE ANTHONY 2 |  | Patient Room | L262-01 | 262 W | Fixed | SRC-SLA2-M262-01 | SRC0000236 | 305241 | Philips Medical | Intellivue MP70 | Monitor Philips Intellivue | N/A |  | M8007A |  | DE22711760 |  | Philips Server
SRC | 132 | SRC SR LOUISE ANTHONY 2 |  | Patient Room | L262-02 | 262 D | Fixed | SRC-SLA2-M262-02 | SRC0000237 | 305242 | Philips Medical | Intellivue MP70 | Monitor Philips Intellivue | N/A |  | M8007A |  | DE22711331 |  | Philips Server
SRC | 133 | SRC SR LOUISE ANTHONY 2 |  | Patient Room | L263-01 | 263 W | Fixed | SRC-SLA2-M263-01 | SRC0000238 | 305243 | Philips Medical | Intellivue MP70 | Monitor Philips Intellivue | N/A |  | M8007A |  | DE22711755 |  | Philips Server
SRC | 134 | SRC SR LOUISE ANTHONY 2 |  | Patient Room | L263-02 | 263 D | Fixed | SRC-SLA2-M263-02 | SRC0000239 | 305244 | Philips Medical | Intellivue MP70 | Monitor Philips Intellivue | N/A |  | M8007A |  | DE22710562 |  | Philips Server
SRC | 135 | SRC SR LOUISE ANTHONY 2 |  | Patient Room | L264-02 | 264 D | Fixed | SRC-SLA2-M264-02 | SRC0000346 | 305501 | Philips Medical | Intellivue MP70 | Monitor Philips IntelliVue | N/A |  | M8007A |  |  |  | Philips Server
SRC | 136 | SRC SR LOUISE ANTHONY 2 |  | Patient Room | L273-01 | 273 W | Fixed | SRC-SLA2-M273-01 | SRC0000240 | 305245 | Philips Medical | Intellivue MP70 | Monitor Philips Intellivue | N/A | [5 empty] | Philips Server
SRC | 137 | SRC SR LOUISE ANTHONY 2 |  | Patient Room | L273-02 | 273 D | Fixed | SRC-SLA2-M273-02 | SRC0000241 | 305246 | Philips Medical | Intellivue MP70 | Monitor Philips Intellivue | N/A | [5 empty] | Philips Server
SRC | 138 | SRC ECT |  | ECT Bay 1 | N/A | ECT01 | Non-Fixed | SRC-ECT-M01 | SRC0000242 | 306001 | Philips Medical | Intellivue MP5 | Monitor Philips Intellivue | N/A |  | M8105A |  | DE21064608 |  | Philips Server
SRC | 139 | SRC ECT |  | ECT Bay 2 | N/A | ECT02 | Non-Fixed | SRC-ECT-M02 | SRC0000243 | 306002 | Philips Medical | Intellivue MP5 | Monitor Philips Intellivue | N/A |  | M8105A |  | DE21064575 |  | Philips Server
SRC | 140 | SRC ECT |  | ECT Bay 3 | N/A | ECT03 | Non-Fixed | SRC-ECT-M03 | SRC0000244 | 306003 | Philips Medical | Intellivue MP5 | Monitor Philips Intellivue | N/A |  | M8105A |  | DE21064570 |  | Philips Server
SRC | 141 | SRC ECT |  | ECT Bay 4 | N/A | ECT04 | Non-Fixed | SRC-ECT-M04 | SRC0000245 | 306004 | Philips Medical | Intellivue MP5 | Monitor Philips Intellivue | N/A |  | M8105A |  | DE21064613 |  | Philips Server
SRC | 142 | SRC MINOR OPS |  | Minor Ops Room #1 | N/A | MO01 | Non-Fixed | SRC-MINOR OPS-M01 | SRC0000248 | 306005 | Philips Medical | Intellivue MP5 | Monitor Philips Intellivue | N/A |  | M8105A |  | DE21064659 |  | Philips Server
SRC | 143 | SRC MINOR OPS |  | Minor Ops Room #2 | N/A | MO02 | Non-Fixed | SRC-MINOR OPS-M02 | SRC0000249 | 306006 | Philips Medical | Intellivue MP5 | Monitor Philips Intellivue | N/A |  | M8105A |  | DE21064578 |  | Philips Server
SRC | 144 | SRC GI LAB |  | Procedure Room #1 | N/A | PROC01 | Non-Fixed | SRC-ENDO PROCEDURE-M01 | SRC0000250 | 306007 | Philips Medical | Intellivue MP30 | Monitor Philips Intellivue | N/A |  | M8002A |  | DE50407152 |  | Philips Server
SRC | 145 | SRC GI LAB |  | Procedure Room #2 | N/A | PROC02 | Non-Fixed | SRC-ENDO PROCEDURE-M02 | SRC0000251 | 306008 | Philips Medical | Intellivue MP30 | Monitor Philips Intellivue | RCEL02C2009OANA |  | M8002A |  | DE50407131 |  | Philips Server
SRC | 146 | SRC GI LAB |  | Procedure Room #3 | N/A | PROC03 | Non-Fixed | SRC-ENDO PROCEDURE-M03 | SRC0000252 | 306009 | Philips Medical | Intellivue MP30 | Monitor Philips Intellivue | RCEL02C2010OANA |  | M8002A |  | DE50407142 |  | Philips Server
SRC | 147 | SRC GI LAB |  | Recovery Bay #1 | N/A | REC01 | Non-Fixed | SRC-ENDO RECOVERY-M01 | SRC0000254 | 306010 | Philips Medical | Intellivue MP30 | Monitor Philips Intellivue | N/A |  | M8002A |  | DE50407175 |  | Philips Server
SRC | 148 | SRC GI LAB |  | Recovery Bay #2 | N/A | REC02 | Non-Fixed | SRC-ENDO RECOVERY-M02 | SRC0000255 | 306011 | Philips Medical | Intellivue MP30 | Monitor Philips Intellivue | N/A |  | M8002A |  | DE50407178 |  | Philips Server
SRC | 149 | SRC GI LAB |  | Recovery Bay #3 | N/A | REC03 | Non-Fixed | SRC-ENDO RECOVERY-M03 | SRC0000256 | 306012 | Philips Medical | Intellivue MP30 | Monitor Philips Intellivue | N/A |  | M8002A |  | DE50407190 |  | Philips Server
SRC | 150 | SRC GI LAB |  | Recovery Bay #4 | N/A | REC04 | Non-Fixed | SRC-ENDO RECOVERY-M04 | SRC0000257 | 306013 | Philips Medical | Intellivue MP30 | Monitor Philips Intellivue | N/A |  | M8002A |  | DE50407185 |  | Philips Server
SRC | 151 | SRC GI LAB |  | Recovery Bay #5 | N/A | REC08 | Non-Fixed | SRC-ENDO RECOVERY-M08 | SRC0000258 | 306014 | Philips Medical | Intellivue MP30 | Monitor Philips Intellivue | N/A |  | M8002A |  | DE50407180 |  | Philips Server
SRC | 152 | SRC GI LAB |  | Recovery Bay #6 | N/A | REC07 | Non-Fixed | SRC-ENDO RECOVERY-M07 | SRC0000259 | 306015 | Philips Medical | Intellivue MP30 | Monitor Philips Intellivue | N/A |  | M8002A |  | DE50407162 |  | Philips Server
SRC | 153 | SRC GI LAB |  | Recovery Bay #7 | N/A | REC06 | Non-Fixed | SRC-ENDO RECOVERY-M06 | SRC0000260 | 306016 | Philips Medical | Intellivue MP30 | Monitor Philips Intellivue | N/A |  | M8002A |  | DE50407182 |  | Philips Server
SRC | 154 | SRC GI LAB |  | Recovery Bay #8 | N/A | REC05 | Non-Fixed | SRC-ENDO RECOVERY-M05 | SRC0000261 | 306017 | Philips Medical | Intellivue MP30 | Monitor Philips Intellivue | N/A |  | M8002A |  | DE50407178 |  | Philips Server
SRC | 155 | SRC GI LAB |  | Iso Room #9 | N/A | REC09 | Non-Fixed | SRC-ENDO RECOVERY-M11 | SRC0000262 | 306018 | Philips Medical | Intellivue MP30 | Monitor Philips Intellivue | N/A |  | M8002A |  | DE50407146 |  | Philips Server
SRC | 156 | SRC VERDI 3 NORTH MICU |  | MICU 303 | N303-01 | MI303 | Fixed | SRC-MICU-M303 | SRC0000264 | 306019 | Philips Medical | Intellivue MP70 | Monitor Philips Intellivue | N/A |  | M8007A |  | DE52031954 |  | Philips Server
SRC | 157 | SRC VERDI 3 NORTH MICU |  | MICU 305 | N305-01 | MI305 | Fixed | SRC-MICU-M305 | SRC0000265 | 306020 | Philips Medical | Intellivue MP70 | Monitor Philips Intellivue | N/A |  | M8007A |  | DE52031949 |  | Philips Server
SRC | 158 | SRC VERDI 3 NORTH MICU |  | MICU 306 | N306-01 | MI306 | Fixed | SRC-MICU-M306 | SRC0000266 | 306021 | Philips Medical | Intellivue MP70 | Monitor Philips Intellivue | N/A |  | M8007A |  | DE52031948 |  | Philips Server
SRC | 159 | SRC VERDI 3 NORTH MICU |  | MICU 308 | N308-01 | MI308 | Fixed | SRC-MICU-M308 | SRC0000267 | 306022 | Philips Medical | Intellivue MP70 | Monitor Philips Intellivue | N/A |  | M8007A |  | DE52031935 |  | Philips Server
SRC | 160 | SRC VERDI 3 NORTH MICU |  | MICU 309 | N309-01 | MI309 | Fixed | SRC-MICU-M309 | SRC0000268 | 306023 | Philips Medical | Intellivue MP70 | Monitor Philips Intellivue | N/A |  | M8007A |  | DE52031952 |  | Philips Server
SRC | 161 | SRC VERDI 3 NORTH MICU |  | MICU 310 | N310-01 | MI310 | Fixed | SRC-MICU-M310 | SRC0000269 | 306024 | Philips Medical | Intellivue MP70 | Monitor Philips Intellivue | N/A |  | M8007A |  | DE52031960 |  | Philips Server
SRC | 162 | SRC VERDI 3 NORTH MICU |  | MICU 311 | N311-01 | MI311 | Fixed | SRC-MICU-M311 | SRC0000270 | 306025 | Philips Medical | Intellivue MP70 | Monitor Philips Intellivue | N/A |  | M8007A |  | DE52031947 |  | Philips Server
SRC | 163 | SRC VERDI 3 NORTH MICU |  | MICU 313 | N313-01 | MI313 | Fixed | SRC-MICU-M313 | SRC0000271 | 306026 | Philips Medical | Intellivue MP70 | Monitor Philips Intellivue | N/A |  | M8007A |  | DE52031939 |  | Philips Server
SRC | 164 | SRC VERDI 3 NORTH MICU |  | MICU 314 | N314-01 | MI314 | Fixed | SRC-MICU-M314 | SRC0000272 | 306027 | Philips Medical | Intellivue MP70 | Monitor Philips Intellivue | N/A |  | M8007A |  | DE52031938 |  | Philips Server
SRC | 165 | SRC VERDI 3 NORTH MICU |  | MICU 316W | N316-01 | MI316W | Fixed | SRC-MICU-M316-01 | SRC0000273 | 306028 | Philips Medical | Intellivue MP70 | Monitor Philips Intellivue | N/A |  | M8007A |  | DE52031958 |  | Philips Server
SRC | 166 | SRC VERDI 3 NORTH MICU |  | MICU 316D | N316-02 | MI316D | Fixed | SRC-MICU-M316-02 | SRC0000274 | 306029 | Philips Medical | Intellivue MP70 | Monitor Philips Intellivue | N/A |  | M8007A |  | DE52031916 |  | Philips Server
SRC | 167 | SRC VERDI 3 NORTH MICU |  | MICU 317W | N317-01 | MI317W | Fixed | SRC-MICU-M317-01 | SRC0000275 | 306030 | Philips Medical | Intellivue MP70 | Monitor Philips Intellivue | N/A |  | M8007A |  | DE52031919 |  | Philips Server
SRC | 168 | SRC VERDI 3 NORTH MICU |  | MICU 317D | N317-02 | MI317D | Fixed | SRC-MICU-M317-02 | SRC0000276 | 306031 | Philips Medical | Intellivue MP70 | Monitor Philips Intellivue | N/A |  | M8007A |  | DE52031918 |  | Philips Server
SRC | 169 | SRC VERDI 3 NORTH MICU |  | MICU 319W | N319-01 | MI319W | Fixed | SRC-MICU-M319-01 | SRC0000277 | 306032 | Philips Medical | Intellivue MP70 | Monitor Philips Intellivue | N/A |  | M8007A |  | DE52031956 |  | Philips Server
SRC | 170 | SRC VERDI 3 NORTH MICU |  | MICU 319D | N319-02 | MI319D | Fixed | SRC-MICU-M319-02 | SRC0000278 | 306033 | Philips Medical | Intellivue MP70 | Monitor Philips Intellivue | N/A |  | M8007A |  | DE52031915 |  | Philips Server
SRC | 171 | SRC VERDI 3 NORTH MICU |  | MICU 321 | N321-01 | MI321 | Fixed | SRC-MICU-M321 | SRC0000279 | 306034 | Philips Medical | Intellivue MP70 | Monitor Philips Intellivue | N/A |  | M8007A |  | DE52031921 |  | Philips Server
SRC | 172 | SRC VERDI 3 NORTH MICU |  | MICU 324W | N324-01 | MI324W | Fixed | SRC-MICU-M324-01 | SRC0000280 | 306035 | Philips Medical | Intellivue MP70 | Monitor Philips Intellivue | N/A |  | M8007A |  | DE52031959 |  | Philips Server
SRC | 173 | SRC VERDI 3 NORTH MICU |  | MICU 324D | N324-02 | MI324D | Fixed | SRC-MICU-M324-02 | SRC0000281 | 306036 | Philips Medical | Intellivue MP70 | Monitor Philips Intellivue | N/A |  | M8007A |  | DE52031955 |  | Philips Server
SRC | 174 | SRC VERDI 3 NORTH MICU |  | MICU 325W | N325-01 | MI325W | Fixed | SRC-MICU-M325-01 | SRC0000282 | 306037 | Philips Medical | Intellivue MP70 | Monitor Philips Intellivue | N/A |  | M8007A |  | DE52031957 |  | Philips Server
SRC | 175 | SRC VERDI 3 NORTH MICU |  | MICU 325D | N325-02 | MI325D | Fixed | SRC-MICU-M325-02 | SRC0000283 | 306038 | Philips Medical | Intellivue MP70 | Monitor Philips Intellivue | N/A |  | M8007A |  | DE52031917 |  | Philips Server
SRC | 176 | SRC VERDI 3 NORTH MICU |  | MICU 327W | N327-01 | MI327W | Fixed | SRC-MICU-M327-01 | SRC0000284 | 306039 | Philips Medical | Intellivue MP70 | Monitor Philips Intellivue | N/A |  | M8007A |  | DE52031922 |  | Philips Server
SRC | 177 | SRC VERDI 3 NORTH MICU |  | MICU 327D | N327-02 | MI327D | Fixed | SRC-MICU-M327-02 | SRC0000285 | 306040 | Philips Medical | Intellivue MP70 | Monitor Philips Intellivue | N/A |  | M8007A |  | DE52031930 |  | Philips Server
SRC | 178 | SRC VERDI 3 WEST MICU STEP DOWN |  | CCU 302 | W302-01 | CC302 | Fixed | SRC-CCU-M302 | SRC0000286 | 306041 | Philips Medical | Intellivue MX800 | Monitor Philips Intellivue | N/A |  | 866240 |  | DE12520780 |  | Philips Server
SRC | 179 | SRC VERDI 3 WEST MICU STEP DOWN |  | CCU 303 | W303-01 | CC303 | Fixed | SRC-CCU-M303 | SRC0000287 | 306042 | Philips Medical | Intellivue MX800 | Monitor Philips Intellivue | N/A |  | 866240 |  | DE12520775 |  | Philips Server
SRC | 180 | SRC VERDI 3 WEST MICU STEP DOWN |  | CCU 304 | W304-01 | CC304 | Fixed | SRC-CCU-M304 | SRC0000288 | 306043 | Philips Medical | Intellivue MX800 | Monitor Philips Intellivue | N/A |  | 866240 |  | DE12520790 |  | Philips Server
SRC | 181 | SRC VERDI 3 WEST MICU STEP DOWN |  | CCU 305 | W305-01 | CC305 | Fixed | SRC-CCU-M305 | SRC0000289 | 306044 | Philips Medical | Intellivue MX800 | Monitor Philips Intellivue | N/A |  | 866240 |  | DE12520776 |  | Philips Server
SRC | 182 | SRC VERDI 3 WEST MICU STEP DOWN |  | CCU 306 | W306-01 | CC306 | Fixed | SRC-CCU-M306 | SRC0000290 | 306045 | Philips Medical | Intellivue MX800 | Monitor Philips Intellivue | N/A |  | 866240 |  | DE12520782 |  | Philips Server
SRC | 183 | SRC VERDI 3 WEST MICU STEP DOWN |  | CCU 307 | W307-01 | CC307 | Fixed | SRC-CCU-M307 | SRC0000291 | 306046 | Philips Medical | Intellivue MX800 | Monitor Philips Intellivue | N/A |  | 866240 |  | DE12520802 |  | Philips Server
SRC | 184 | SRC VERDI 3 WEST MICU STEP DOWN |  | CCU 308 | W308-01 | CC308 | Fixed | SRC-CCU-M308 | SRC0000292 | 306047 | Philips Medical | Intellivue MX800 | Monitor Philips Intellivue | N/A |  | 866240 |  | DE12520792 |  | Philips Server
SRC | 185 | SRC VERDI 3 WEST MICU STEP DOWN |  | CCU 309 | W309-01 | CC309 | Fixed | SRC-CCU-M309 | SRC0000293 | 306048 | Philips Medical | Intellivue MX800 | Monitor Philips Intellivue | N/A |  | 866240 |  | DE12520779 |  | Philips Server
SRC | 186 | SRC VERDI 3 WEST MICU STEP DOWN |  | CCU 310 | W310-01 | CC310 | Fixed | SRC-CCU-M310 | SRC0000294 | 306049 | Philips Medical | Intellivue MX800 | Monitor Philips Intellivue | N/A |  | 866240 |  | DE12520777 |  | Philips Server
SRC | 187 | SRC VERDI 3 WEST MICU STEP DOWN |  | CCU 311 | W311-01 | CC311 | Fixed | SRC-CCU-M311 | SRC0000295 | 306050 | Philips Medical | Intellivue MX800 | Monitor Philips Intellivue | N/A |  | 866240 |  | DE12520789 |  | Philips Server
SRC | 188 | SRC VERDI 3 WEST MICU STEP DOWN |  | CCU 312W | W312-01 | CC312W | Fixed | SRC-CCU-M312-01 | SRC0000296 | 306051 | Philips Medical | Intellivue MX800 | Monitor Philips Intellivue | N/A |  | 866240 |  | DE12520794 |  | Philips Server
SRC | 189 | SRC VERDI 3 WEST MICU STEP DOWN |  | CCU 312D | W312-02 | CC312D | Fixed | SRC-CCU-M312-02 | SRC0000297 | 306052 | Philips Medical | Intellivue MX800 | Monitor Philips Intellivue | N/A |  | 866240 |  | DE12520786 |  | Philips Server
SRC | 190 | SRC VERDI 3 WEST MICU STEP DOWN |  | CCU 313W | W313-01 | CC313W | Fixed | SRC-CCU-M313-01 | SRC0000298 | 306053 | Philips Medical | Intellivue MX800 | Monitor Philips Intellivue | N/A |  | 866240 |  | DE12520801 |  | Philips Server
SRC | 191 | SRC VERDI 3 WEST MICU STEP DOWN |  | CCU 313D | W313-02 | CC313D | Fixed | SRC-CCU-M313-02 | SRC0000299 | 306054 | Philips Medical | Intellivue MX800 | Monitor Philips Intellivue | N/A |  | 866240 |  | DE12520768 |  | Philips Server
SRC | 192 | SRC VERDI 3 WEST MICU STEP DOWN |  | CCU 317 | W317-01 | CC317 | Fixed | SRC-CCU-M317 | SRC0000300 | 306055 | Philips Medical | Intellivue MX800 | Monitor Philips Intellivue | N/A |  | 866240 |  | DE12520796 |  | Philips Server
SRC | 193 | SRC VERDI 3 WEST MICU STEP DOWN |  | CCU 319 | W319-01 | CC319 | Fixed | SRC-CCU-M319 | SRC0000301 | 306056 | Philips Medical | Intellivue MX800 | Monitor Philips Intellivue | N/A |  | 866240 |  | DE12520789 |  | Philips Server
SRC | 194 | SRC VERDI 3 WEST MICU STEP DOWN |  | CCU 320W | W320-01 | CC320W | Fixed | SRC-CCU-M320-01 | SRC0000302 | 306057 | Philips Medical | Intellivue MX800 | Monitor Philips Intellivue | N/A |  | 866240 |  | DE12520783 |  | Philips Server
SRC | 195 | SRC VERDI 3 WEST MICU STEP DOWN |  | CCU 320D | W320-02 | CC320D | Fixed | SRC-CCU-M320-02 | SRC0000303 | 306058 | Philips Medical | Intellivue MX800 | Monitor Philips Intellivue | N/A |  | 866240 |  | DE12520791 |  | Philips Server
SRC | 196 | SRC VERDI 3 WEST MICU STEP DOWN |  | CCU 321W | W321-01 | CC321W | Fixed | SRC-CCU-M321-01 | SRC0000304 | 306059 | Philips Medical | Intellivue MX800 | Monitor Philips Intellivue | N/A |  | 866240 |  | DE12520793 |  | Philips Server
SRC | 197 | SRC VERDI 3 WEST MICU STEP DOWN |  | CCU 321D | W321-02 | CC321D | Fixed | SRC-CCU-M321-02 | SRC0000305 | 306060 | Philips Medical | Intellivue MX800 | Monitor Philips Intellivue | N/A |  | 866240 |  | DE12520795 |  | Philips Server
SRC | 198 | SRC VERDI 3 WEST MICU STEP DOWN |  | CCU 322W | W322-01 | CC322W | Fixed | SRC-CCU-M322-01 | SRC0000306 | 306061 | Philips Medical | Intellivue MX800 | Monitor Philips Intellivue | N/A |  | 866240 |  | DE12520784 |  | Philips Server
SRC | 199 | SRC VERDI 3 WEST MICU STEP DOWN |  | CCU 322D | W322-02 | CC322D | Fixed | SRC-CCU-M322-02 | SRC0000307 | 306062 | Philips Medical | Intellivue MX800 | Monitor Philips Intellivue | N/A |  | 866240 |  | DE12520788 |  | Philips Server
SRC | 200 | SRC VERDI 3 EAST |  | E301-01 | VE301W | VE301W | Fixed | SRC-V3E-M301-01 | SRC0000362 | 306618 | Philips Medical | IntelliVue MP70 | Monitor Philips Intellivue | N/A |  | M8007A |  |  |  | Philips Server
SRC | 201 | SRC VERDI 3 EAST |  | E301-02 | VE301D | VE301D | Fixed | SRC-V3E-M301-02 | SRC0000363 | 306619 | Philips Medical | IntelliVue MP70 | Monitor Philips Intellivue | N/A |  | M8007A |  |  |  | Philips Server
SRC | 202 | SRC VERDI 3 EAST |  | E302-01 | VE302W | VE302W | Fixed | SRC-V3E-M302-01 | SRC0000364 | 306620 | Philips Medical | IntelliVue MP70 | Monitor Philips Intellivue | N/A |  | M8007A |  |  |  | Philips Server
SRC | 203 | SRC VERDI 3 EAST |  | E302-02 | VE302D | VE302D | Fixed | SRC-V3E-M302-02 | SRC0000365 | 306621 | Philips Medical | IntelliVue MP70 | Monitor Philips Intellivue | N/A |  | M8007A |  |  |  | Philips Server
SRC | 204 | SRC VERDI 3 EAST |  | E303-01 | VE303 | VE303 | Fixed | SRC-V3E-M303 | SRC0000366 | 306622 | Philips Medical | IntelliVue MP70 | Monitor Philips Intellivue | N/A |  | M8007A |  |  |  | Philips Server
SRC | 205 | SRC VERDI 3 EAST |  | E304-01 | VE304 | VE304 | Fixed | SRC-V3E-M304 | SRC0000367 | 306623 | Philips Medical | IntelliVue MP70 | Monitor Philips Intellivue | N/A |  | M8007A |  |  |  | Philips Server
SRC | 206 | SRC VERDI 3 EAST |  | E305-01 | VE305W | VE305W | Fixed | SRC-V3E-M305-01 | SRC0000368 | 306624 | Philips Medical | IntelliVue MP70 | Monitor Philips Intellivue | N/A |  | M8007A |  |  |  | Philips Server
SRC | 207 | SRC VERDI 3 EAST |  | E305-02 | VE305D | VE305D | Fixed | SRC-V3E-M305-02 | SRC0000369 | 306625 | Philips Medical | IntelliVue MP70 | Monitor Philips Intellivue | N/A |  | M8007A |  |  |  | Philips Server
SRC | 208 | SRC VERDI 3 EAST |  | E306-01 | VE306W | VE306W | Fixed | SRC-V3E-M306-01 | SRC0000370 | 306626 | Philips Medical | IntelliVue MP70 | Monitor Philips Intellivue | N/A |  | M8007A |  |  |  | Philips Server
SRC | 209 | SRC VERDI 3 EAST |  | E306-02 | VE306D | VE306D | Fixed | SRC-V3E-M306-02 | SRC0000371 | 306627 | Philips Medical | IntelliVue MP70 | Monitor Philips Intellivue | N/A |  | M8007A |  |  |  | Philips Server
SRC | 210 | SRC VERDI 3 EAST |  | E307-01 | VE307W | VE307W | Fixed | SRC-V3E-M307-01 | SRC0000372 | 306628 | Philips Medical | IntelliVue MP70 | Monitor Philips Intellivue | N/A |  | M8007A |  |  |  | Philips Server
SRC | 211 | SRC VERDI 3 EAST |  | E307-02 | VE307D | VE307D | Fixed | SRC-V3E-M307-02 | SRC0000373 | 306629 | Philips Medical | IntelliVue MP70 | Monitor Philips Intellivue | N/A |  | M8007A |  |  |  | Philips Server
SRC | 212 | SRC VERDI 3 EAST |  | E308-01 | VE308W | VE308W | Fixed | SRC-V3E-M308-01 | SRC0000374 | 306630 | Philips Medical | IntelliVue MP70 | Monitor Philips Intellivue | N/A |  | M8007A |  |  |  | Philips Server
SRC | 213 | SRC VERDI 3 EAST |  | E308-02 | VE308D | VE308D | Fixed | SRC-V3E-M308-02 | SRC0000375 | 306631 | Philips Medical | IntelliVue MP70 | Monitor Philips Intellivue | N/A |  | M8007A |  |  |  | Philips Server
SRC | 214 | SRC VERDI 3 EAST |  | E309-01 | VE309W | VE309W | Fixed | SRC-V3E-M309-01 | SRC0000308 | 306063 | Philips Medical | IntelliVue MP50 | Monitor Philips Intellivue | N/A |  | M8004A |  |  | TBD | Philips Server
SRC | 215 | SRC VERDI 3 EAST |  | E309-02 | VE309D | VE309D | Fixed | SRC-V3E-M309-02 | SRC0000309 | 306064 | Philips Medical | IntelliVue MP50 | Monitor Philips Intellivue | N/A |  | M8004A |  |  | TBD | Philips Server
SRC | 216 | SRC VERDI 3 EAST |  | E310-01 | VE310W | VE310W | Fixed | SRC-V3E-M310-01 | SRC0000310 | 306065 | Philips Medical | IntelliVue MP50 | Monitor Philips Intellivue | N/A |  | M8004A |  |  | TBD | Philips Server
SRC | 217 | SRC VERDI 3 EAST |  | E310-02 | VE310D | VE310D | Fixed | SRC-V3E-M310-02 | SRC0000311 | 306066 | Philips Medical | IntelliVue MP50 | Monitor Philips Intellivue | N/A |  | M8004A |  |  | TBD | Philips Server
SRC | 218 | SRC VERDI 3 EAST |  | E311-01 | VE311W | VE311W | Fixed | SRC-V3E-M311-01 | SRC0000312 | 306067 | Philips Medical | IntelliVue MP50 | Monitor Philips Intellivue | N/A |  | M8004A |  |  | TBD | Philips Server
SRC | 219 | SRC VERDI 3 EAST |  | E311-02 | VE311D | VE311D | Fixed | SRC-V3E-M311-02 | SRC0000313 | 306068 | Philips Medical | IntelliVue MP50 | Monitor Philips Intellivue | N/A |  | M8004A |  |  | TBD | Philips Server
SRC | 220 | SRC VERDI 3 EAST |  | E312-01 | VE312W | VE312W | Fixed | SRC-V3E-M312-01 | SRC0000314 | 306069 | Philips Medical | IntelliVue MP50 | Monitor Philips Intellivue | N/A |  | M8004A |  |  | TBD | Philips Server
SRC | 221 | SRC VERDI 3 EAST |  | E312-02 | VE312D | VE312D | Fixed | SRC-V3E-M312-02 | SRC0000315 | 306070 | Philips Medical | IntelliVue MP50 | Monitor Philips Intellivue | N/A |  | M8004A |  |  | TBD | Philips Server
SRC | 222 | SRC VERDI 3 EAST |  | E314-01 | VE314 | VE314 | Fixed | SRC-V3E-M314 | SRC0000316 | 306071 | Philips Medical | IntelliVue MP50 | Monitor Philips Intellivue | N/A |  | M8004A |  |  | TBD | Philips Server
SRC | 223 | SRC VERDI 3 EAST |  | E315-01 | VE315 | VE315 | Fixed | SRC-V3E-M315 | SRC0000317 | 306072 | Philips Medical | IntelliVue MP50 | Monitor Philips Intellivue | N/A |  | M8004A |  |  | TBD | Philips Server
SRC | 224 | SRC VERDI 3 EAST |  | E318-01 | VE318W | VE318W | Fixed | SRC-V3E-M318-01 | SRC0000318 | 306073 | Philips Medical | IntelliVue MP50 | Monitor Philips Intellivue | N/A |  | M8004A |  |  | TBD | Philips Server
SRC | 225 | SRC VERDI 3 EAST |  | E318-02 | VE318D | VE318D | Fixed | SRC-V3E-M318-02 | SRC0000319 | 306074 | Philips Medical | IntelliVue MP50 | Monitor Philips Intellivue | N/A |  | M8004A |  |  | TBD | Philips Server
SRC | 226 | SRC VERDI 3 EAST |  | E320-01 | VE320W | VE320W | Fixed | SRC-V3E-M320-01 | SRC0000376 | 306632 | Philips Medical | IntelliVue MP70 | Monitor Philips Intellivue | N/A |  | M8007A |  |  |  | Philips Server
SRC | 227 | SRC VERDI 3 EAST |  | E320-02 | VE320D | VE320D | Fixed | SRC-V3E-M320-02 | SRC0000377 | 306633 | Philips Medical | IntelliVue MP70 | Monitor Philips Intellivue | N/A |  | M8007A |  |  |  | Philips Server
SRC | 228 | SRC VERDI 3 EAST |  | E321-01 | VE321W | VE321W | Fixed | SRC-V3E-M321-01 | SRC0000378 | 306634 | Philips Medical | IntelliVue MP70 | Monitor Philips Intellivue | N/A |  | M8007A |  |  |  | Philips Server
SRC | 229 | SRC VERDI 3 EAST |  | E321-02 | VE321D | VE321D | Fixed | SRC-V3E-M321-02 | SRC0000379 | 306635 | Philips Medical | IntelliVue MP70 | Monitor Philips Intellivue | N/A |  | M8007A |  |  |  | Philips Server
SRC | 230 | SRC NEWBORN INTENSIVE |  | Bay #1 | NBIC-01 | NICU01 | Fixed | SRC-NBICU-M01 | SRC0000322 | 306077 | Philips Medical | Intellivue MP50 | Monitor Philips Intellivue | N/A |  | M8004A |  | DE82094068 |  | Philips Server
SRC | 231 | SRC NEWBORN INTENSIVE |  | Bay #2 | NBIC-02 | NICU02 | Fixed | SRC-NBICU-M02 | SRC0000323 | 306078 | Philips Medical | Intellivue MP50 | Monitor Philips Intellivue | N/A |  | M8004A |  | DE82094056 |  | Philips Server
SRC | 232 | SRC NEWBORN INTENSIVE |  | Bay #3 | NBIC-03 | NICU03 | Fixed | SRC-NBICU-M03 | SRC0000324 | 306079 | Philips Medical | Intellivue MP50 | Monitor Philips Intellivue | N/A |  | M8004A |  | DE82094075 |  | Philips Server
SRC | 233 | SRC NEWBORN INTENSIVE |  | Bay #4 | NBIC-04 | NICU04 | Fixed | SRC-NBICU-M04 | SRC0000325 | 306080 | Philips Medical | Intellivue MP50 | Monitor Philips Intellivue | N/A |  | M8004A |  | DE82094047 |  | Philips Server
SRC | 234 | SRC NEWBORN INTENSIVE |  | Bay #5 | NBIC-05 | NICU05 | Fixed | SRC-NBICU-M05 | SRC0000326 | 306081 | Philips Medical | Intellivue MP50 | Monitor Philips Intellivue | N/A |  | M8004A |  | DE82094064 |  | Philips Server
SRC | 235 | SRC NEWBORN INTENSIVE |  | Bay #6 | NBIC-06 | NICU06 | Fixed | SRC-NBICU-M06 | SRC0000327 | 306082 | Philips Medical | Intellivue MP50 | Monitor Philips Intellivue | N/A |  | M8004A |  | DE82094080 |  | Philips Server
SRC | 236 | SRC NEWBORN INTENSIVE |  | Bay #7 | NBIC-07 | NICU07 | Fixed | SRC-NBICU-M07 | SRC0000328 | 306083 | Philips Medical | Intellivue MP50 | Monitor Philips Intellivue | N/A |  | M8004A |  | DE82094059 |  | Philips Server
SRC | 237 | SRC NEWBORN INTENSIVE |  | Bay #8 | NBIC-08 | NICU08 | Fixed | SRC-NBICU-M08 | SRC0000329 | 306084 | Philips Medical | Intellivue MP50 | Monitor Philips Intellivue | N/A |  | M8004A |  | DE82094052 |  | Philips Server
SRC | 238 | SRC NEWBORN INTENSIVE |  | Bay #9 - Iso | NBIC-09 | NICU09 | Fixed | SRC-NBICU-M09 | SRC0000330 | 306085 | Philips Medical | Intellivue MP5 | Monitor Philips Intellivue | N/A |  | M8105A |  |  |  | Philips Server
SRC | 239 | SRC SR LOUISE ANTHONY 5 NURSERY |  | Overflow Bay #1 | SLA5NX-01 | NICU11 | Fixed | SRC-NBICU-M11 | SRC0000332 | 306087 | Philips Medical | Intellivue MP5 | Monitor Philips Intellivue | N/A |  | M8105A |  |  |  | Philips Server
SRC | 240 | SRC SR LOUISE ANTHONY 5 NURSERY |  | Overflow Bay #2 | SLA5NX-02 | NICU12 | Fixed | SRC-NBICU-M12 | SRC0000333 | 306088 | Philips Medical | Intellivue MP5 | Monitor Philips Intellivue | N/A |  | M8105A |  |  |  | Philips Server
SRC | 241 | SRC DR MRI |  | Orchard Medical | N/A | N/A | Fixed | SRC-MRI HOLD-M01 | SRC0000343 | 306462 | Philips Medical | Intellivue MP5 | Monitor Philips Intellivue | N/A |  | M8105A |  |  |  | B1-CFY
YSC | 1 | YNH ED SHORELINE |  | L411 | EX01 | BED1 | Fixed | YNH-ED SHORELINE-EXAM01 | YNH0000164 | 304381 | Philips Medical | Intellivue MP50 | Monitor Emergency Department | N/A |  | M8004A | K.21.42 | DE34705055 | H35662 | Philips Server
YSC | 2 | YNH ED SHORELINE |  | L412 | EX02 | BED2 | Fixed | YNH-ED SHORELINE-EXAM02 | YNH0000165 | 304382 | Philips Medical | Intellivue MP50 | Monitor Emergency Department | N/A |  | M8004A | K.21.42 | DE44017181 | H37409 | Philips Server
YSC | 3 | YNH ED SHORELINE |  | L421 | EX03 | BED3 | Fixed | YNH-ED SHORELINE-EXAM03 | YNH0000166 | 304383 | Philips Medical | Intellivue MP50 | Monitor Emergency Department | N/A |  | M8004A | K.21.42 | DE44017185 | H37410 | Philips Server
YSC | 4 | YNH ED SHORELINE |  | L422 | EX04 | BED4 | Fixed | YNH-ED SHORELINE-EXAM04 | YNH0000167 | 304384 | Philips Medical | Intellivue MP50 | Monitor Emergency Department | N/A |  | M8004A | K.21.42 | DE44017192 | H37411 | Philips Server
YSC | 5 | YNH ED SHORELINE |  | L425 | EX05 | BED5 | Fixed | YNH-ED SHORELINE-EXAM05 | YNH0000168 | 304385 | Philips Medical | Intellivue MP50 | Monitor Emergency Department | N/A |  | M8004A | K.21.42 | DE34705021 | H35664 | Philips Server
YSC | 6 | YNH ED SHORELINE |  | L426 | EX06 | BED6 | Fixed | YNH-ED SHORELINE-EXAM06 | YNH0000169 | 304386 | Philips Medical | Intellivue MP50 | Monitor Emergency Department | N/A |  | M8004A | K.21.42 | DE34705056 | H35663 | Philips Server
YSC | 7 | YNH ED SHORELINE |  | L427 | EX07 | BED7 | Fixed | YNH-ED SHORELINE-EXAM07 | YNH0000170 | 304387 | Philips Medical | Intellivue MP50 | Monitor Emergency Department | N/A |  | M8004A | K.21.42 | DE44017180 | H37408 | Philips Server
YSC | 8 | YNH ED SHORELINE |  | L409 | EX08 | BED8 | Fixed | YNH-ED SHORELINE-EXAM08 | YNH0000171 | 304388 | Philips Medical | Intellivue MP50 | Monitor Emergency Department | N/A |  | M8004A | K.21.42 | DE42605324 | H36481 | Philips Server
YSC | 9 | YNH ED SHORELINE |  |  | EX13 | BED13 | Fixed | YNH-ED SHORELINE-EXAM13 | YNH0000892 | 306612 | Philips Medical | Intellivue MP50 | Monitor Emergency Department | N/A |  | M8004A | K.21.42 | DE827074524 | H47376 | Philips Server
YSC | 10 | YNH ED SHORELINE |  |  | EX14 | BED14 | Fixed | YNH-ED SHORELINE-EXAM14 | YNH0000893 | 306613 | Philips Medical | Intellivue MP50 | Monitor Emergency Department | N/A |  | M8004A | K.21.42 | DE44017180 | H37408 | Philips Server
YSC | 11 | YNH ED SHORELINE |  |  | EX15 | BED15 | Fixed | YNH-ED SHORELINE-EXAM15 | YNH0000894 | 306614 | Philips Medical | Intellivue MP50 | Monitor Emergency Department | N/A |  | M8004A | K.21.42 | DE44017185 | H37410 | Philips Server
YSC | 12 | YNH ED SHORELINE |  |  | EX16 | BED16 | Fixed | YNH-ED SHORELINE-EXAM16 | YNH0000895 | 306615 | Philips Medical | Intellivue MP50 | Monitor Emergency Department | N/A |  | M8004A | K.21.42 | DE34705056 | H35663 | Philips Server
YSC | 13 | YNH ASD TEMPLE PACU |  | 2450 | N/A | N/A | Non-Fixed | YNH-ASD PACU-M01 | YNH0000172 | 304389 | Datex, Inc. | S/5 Monitor | Monitor Datex S/5 | N/A |  | F-LM1.02 | 8002436-5.0 | 5174751 | 361646324 | B1-CFT
YSC | 14 | YNH ASD TEMPLE PACU |  | 2450 | N/A | N/A | Non-Fixed | YNH-ASD PACU-M02 | YNH0000173 | 304390 | GE | DASH 5000 | Monitor GE Dash | N/A |  | Dash 5000 | 6.7 AMER/EUR | SD008388323GA | 361646705 | B1-CAQ
YSC | 15 | YNH ASD TEMPLE PACU |  | 2450 | N/A | N/A | Non-Fixed | YNH-ASD PACU-M03 | YNH0000174 | 304391 | GE | DASH 5000 | Monitor GE Dash | N/A |  | Dash 5000 | 6.7 AMER/EUR | SD008388550GA | 361646704 | B1-CAQ
YSC | 16 | YNH ASD TEMPLE PACU |  | 2450 | N/A | N/A | Non-Fixed | YNH-ASD PACU-M04 | YNH0000175 | 304392 | GE | DASH 5000 | Monitor GE Dash | N/A |  | Dash 5000 | 6.7 AMER/EUR | SD008388554GA | 361646702 | B1-CAQ
YSC | 17 | YNH ASD TEMPLE PACU |  | 2450 | N/A | N/A | Non-Fixed | YNH-ASD PACU-M05 | YNH0000176 | 304393 | Datex, Inc. | S/5 Monitor | Monitor Datex S/5 | N/A |  | F-LM1.02 | 8002436-5.0 | 5174328 | 361646326 | B1-CFT
YSC | 18 | YNH ASD TEMPLE PACU |  | 2450 | N/A | N/A | Non-Fixed | YNH-ASD PACU-M06 | YNH0000177 | 304394 | Datex, Inc. | S/5 Monitor | Monitor Datex S/5 | N/A |  | F-LM1.02 | 8002436-5.0 | 5133150 | 361646159 | B1-CFT
YSC | 19 | YNH ASD TEMPLE PACU |  | 2450 | N/A | N/A | Non-Fixed | YNH-ASD PACU-M07 | YNH0000178 | 304395 | GE | DASH 5000 | Monitor GE Dash | N/A |  | Dash 5000 | 6.7 AMER/EUR | SD008367198GA | 361646701 | B1-CAQ
YSC | 20 | YNH ASD TEMPLE PACU |  | 2450 | N/A | N/A | Non-Fixed | YNH-ASD PACU-M09 | YNH0000180 | 304396 | Datex, Inc. | S/5 Monitor | Monitor Datex S/5 | N/A |  | F-LM1.02 | 8002436-5.0 | 5133148 | 361646158 | B1-CFT
YSC | 21 | YNH ASD TEMPLE PACU |  | 2450 | N/A | N/A | Non-Fixed | YNH-ASD PACU-M08 | YNH0000179 | 304397 | Datex, Inc. | S/5 Monitor | Monitor Datex S/5 | N/A |  | F-LM1.02 | 8002436-5.0 | 5174754 | 361646325 | B1-CFT
YSC | 22 | YNH ASD TEMPLE PACU |  | 2450 | N/A | N/A | Non-Fixed | YNH-ASD PACU-M10 | YNH0000181 | 304398 | GE | DASH 5000 | Monitor GE Dash | N/A |  | Dash 5000 | 6.7 AMER/EUR | SD008388545GA | 361646703 | B1-CAQ
YSC | 23 | YNH ASD TEMPLE PACU |  |  | N/A | N/A | Non-Fixed | YNH-ASD PACU-M11 | YNH0000987 | 306701 | Datex, Inc. | S/5 Monitor | Monitor Datex S/5 | N/A | [5 empty] | B1-CFT
YSC | 24 | YNH ASD WOMENS PACU |  | 2125 | N/A | N/A | Non-Fixed | YNH-ASD WPACU-M01 | YNH0000182 | 304399 | Datex, Inc. | S/5 Monitor | Monitor Datex S/5 | N/A |  | F-LM1.02 | 8002436-5.0 | 5131864 | 361646147 | B1-CFT
YSC | 25 | YNH ASD WOMENS PACU |  | 2125 | N/A | N/A | Non-Fixed | YNH-ASD WPACU-M02 | YNH0000183 | 304400 | Datex, Inc. | S/5 Monitor | Monitor Datex S/5 | N/A |  | F-LM1.02 | 8002436-5.0 | 5174748 | 361646323 | B1-CFT
YSC | 26 | YNH ASD WOMENS PACU |  | 2125 | N/A | N/A | Non-Fixed | YNH-ASD WPACU-M03 | YNH0000184 | 304401 | Datex, Inc. | S/5 Monitor | Monitor Datex S/5 | N/A |  | F-LM1.02 | 8002436-5.0 | 5177365 | 361646305 | B1-CFT
YSC | 27 | YNH ASD WOMENS PACU |  | 2125 | N/A | N/A | Non-Fixed | YNH-ASD WPACU-M04 | YNH0000185 | 304402 | Datex, Inc. | S/5 Monitor | Monitor Datex S/5 | N/A |  | F-LM1.02 | 8002436-5.0 | 5177361 | 361646306 | B1-CFT
YSC | 28 | YNH ASD WOMENS PACU |  | 2125 | N/A | N/A | Non-Fixed | YNH-ASD WPACU-M05 | YNH0000186 | 304403 | Datex, Inc. | S/5 Monitor | Monitor Datex S/5 | N/A |  | F-LM1.02 | 8002436-5.0 | 5177368 | 361646308 | B1-CFT
YSC | 29 | YNH ASD WOMENS PACU |  | 2125 | N/A | N/A | Non-Fixed | YNH-ASD WPACU-M06 | YNH0000187 | 304404 | Datex, Inc. | S/5 Monitor | Monitor Datex S/5 | N/A |  | F-LM1.02 | 8002436-5.0 | 5177360 | 361646307 | B1-CFT
YSC | 30 | YNH ASD ENDOSCOPY SUITE |  | 4109 | N/A | N/A | Non-Fixed | YNH-ASD ENDO-M01 | YNH0000188 | 304417 | GE | DASH 5000 | Monitor GE Dash | N/A |  | Dash 5000 |  | SD010522455GA | 361646950 | B1-CAQ
YSC | 31 | YNH ASD ENDOSCOPY SUITE |  | 4111 | N/A | N/A | Fixed | YNH-ASD ENDO-M02 | YNH0000189 | 304418 | GE | B40 | Monitor GE Carescape | Y4TM0400002OANA | [5 empty] | CBCC402237
YSC | 32 | YNH ASD ENDOSCOPY SUITE |  | 4112 | N/A | N/A | Fixed | YNH-ASD ENDO-M03 | YNH0000190 | 304419 | GE | B40 | Monitor GE Carescape | Y4TM0400001OANA | [5 empty] | CBCC402237
YSC | 33 | YNH ASD ENDOSCOPY SUITE |  | 4114 | N/A | N/A | Fixed | YNH-ASD ENDO-M04 | YNH0000191 | 304420 | GE | B40 | Monitor GE Carescape | Y6TM0202416CWMA | [5 empty] | CBCC402237
YSC | 34 | YNH ASD ENDOSCOPY SUITE |  | 4133 | N/A | N/A | Non-Fixed | YNH-ASD ENDO-M05 | YNH0000192 | 304421 | Datex, Inc. | S/5 Monitor | Monitor Datex S/5 | N/A |  | F-LM1.02 | 8002436-5.0 | 6282436 | 361646586 | B1-CFT
YSC | 35 | YNH ASD ENDOSCOPY SUITE |  | 4117 | N/A | N/A | Non-Fixed | YNH-ASD ENDO PACU-M01 | YNH0000193 | 304422 | GE | B40 | Monitor GE Carescape | N/A | [5 empty] | CBCC402237
YSC | 36 | YNH ASD ENDOSCOPY SUITE |  | 4117 | N/A | N/A | Non-Fixed | YNH-ASD ENDO PACU-M02 | YNH0000194 | 304423 | GE | B40 | Monitor GE Carescape | N/A | [5 empty] | CBCC402238
YSC | 37 | YNH ASD ENDOSCOPY SUITE |  | 4117 | N/A | N/A | Non-Fixed | YNH-ASD ENDO PACU-M03 | YNH0000195 | 304424 | GE | B40 | Monitor GE Carescape | N/A | [5 empty] | CBCC402239
YSC | 38 | YNH ASD ENDOSCOPY SUITE |  | 4117 | N/A | N/A | Non-Fixed | YNH-ASD ENDO PACU-M04 | YNH0000196 | 304425 | GE | B40 | Monitor GE Carescape | N/A | [5 empty] | CBCC402240
YSC | 39 | YNH ASD ENDOSCOPY SUITE |  | 4117 | N/A | N/A | Non-Fixed | YNH-ASD ENDO PACU-M05 | YNH0000197 | 304426 | GE | B40 | Monitor GE Carescape | N/A | [5 empty] | CBCC402241
YSC | 40 | YNH ASD ENDOSCOPY SUITE |  | 4117 | N/A | N/A | Non-Fixed | YNH-ASD ENDO PACU-M06 | YNH0000198 | 304427 | GE | B40 | Monitor GE Carescape | N/A | [5 empty] | CBCC402242
YSC | 41 | YNH ASD ENDOSCOPY SUITE |  | 4117 | N/A | N/A | Non-Fixed | YNH-ASD ENDO PACU-M07 | YNH0000199 | 304428 | GE | B40 | Monitor GE Carescape | N/A | [5 empty] | CBCC402243
YSC | 42 | YNH ASD ENDOSCOPY SUITE |  | 4117 | N/A | N/A | Non-Fixed | YNH-ASD ENDO PACU-M08 | YNH0000200 | 304429 | GE | B40 | Monitor GE Carescape | N/A | [5 empty] | CBCC402244
YSC | 43 | YNH PERIOP SVCS EP |  | 3-521 | N/A | N/A | Non-Fixed | YNH-EP3 EAS-M01 | YNH0000201 | 304430 | GE | DASH 5000 | Monitor GE Dash | N/A |  | Dash 5000 |  | SD009513456GA | H47028 | B1-CAQ
YSC | 44 | YNH PERIOP SVCS EP |  | 3-519 | N/A | N/A | Non-Fixed | YNH-EP3 EAS-M02 | YNH0000202 | 304431 | GE | DASH 5000 | Monitor GE Dash | N/A |  | Dash 5000 |  | SD010230813GA | H48078 | B1-CAQ
YSC | 45 | YNH EP PACU |  | 3-621 | N/A | N/A | Non-Fixed | YNH-EP3 PACU-M01 | YNH0000203 | 304432 | Datex, Inc. | S/5 Monitor | Monitor Datex S/5 | N/A |  | F-CM1-04 |  | 6223667 | H41812 | B1-CFT
YSC | 46 | YNH EP PACU |  | 3-621 | N/A | N/A | Non-Fixed | YNH-EP3 PACU-M02 | YNH0000204 | 304433 | Datex, Inc. | S/5 Monitor | Monitor Datex S/5 | N/A |  | F-CM1-04 |  | 6223650 | H41813 | B1-CFT
YSC | 47 | YNH EP PACU |  | 3-621 | N/A | N/A | Non-Fixed | YNH-EP3 PACU-M03 | YNH0000205 | 304434 | Datex, Inc. | S/5 Monitor | Monitor Datex S/5 | N/A |  | F-CM1-04 |  | 6223671 | H41814 | B1-CFT
YSC | 48 | YNH EP PACU |  | 3-626 | N/A | N/A | Non-Fixed | YNH-EP3 PACU-M04 | YNH0000206 | 304435 | Datex, Inc. | S/5 Monitor | Monitor Datex S/5 | N/A |  | F-CM1-04 |  | 6223642 | H41819 | B1-CFT
YSC | 49 | YNH EP PACU |  | 3-620 | N/A | N/A | Non-Fixed | YNH-EP3 PACU-M05 | YNH0000207 | 304436 | Datex, Inc. | S/5 Monitor | Monitor Datex S/5 | N/A |  | F-CM1-04 |  | 6223643 | H41816 | B1-CFT
YSC | 50 | YNH EP PACU |  | 3-620 | N/A | N/A | Non-Fixed | YNH-EP3 PACU-M06 | YNH0000208 | 304437 | Datex, Inc. | S/5 Monitor | Monitor Datex S/5 | N/A |  | F-CM1-04 |  | 6223668 | H41817 | B1-CFT
YSC | 51 | YNH EP PACU |  | 3-620 | N/A | N/A | Non-Fixed | YNH-EP3 PACU-M07 | YNH0000209 | 304438 | Datex, Inc. | S/5 Monitor | Monitor Datex S/5 | N/A |  | F-CM1-04 |  | 6223675 | H41815 | B1-CFT
YSC | 52 | YNH EP PACU |  | 3-616A | N/A | N/A | Non-Fixed | YNH-EP3 PACU-M08 | YNH0000210 | 304439 | Datex, Inc. | S/5 Monitor | Monitor Datex S/5 | N/A |  | F-CM1-04 |  | 6223663 | H41809 | B1-CFT
YSC | 53 | YNH EP PACU |  | 3-616A | N/A | N/A | Non-Fixed | YNH-EP3 PACU-M09 | YNH0000211 | 304440 | Datex, Inc. | S/5 Monitor | Monitor Datex S/5 | N/A |  | F-CM1-04 |  | 6217533 | H41821 | B1-CFT
YSC | 54 | YNH EP PACU |  | 3-603C | N/A | N/A | Non-Fixed | YNH-EP3 PACU-M10 | YNH0000212 | 304441 | Datex, Inc. | S/5 Monitor | Monitor Datex S/5 | N/A |  | F-CM1-04 |  | 6223673 | H41810 | B1-CFT
YSC | 55 | YNH EP PACU |  | 3-603 | N/A | N/A | Non-Fixed | YNH-EP3 PACU-M11 | YNH0000213 | 304442 | Datex, Inc. | S/5 Monitor | Monitor Datex S/5 | N/A |  | F-CM1-04 |  | 6223672 | H41811 | B1-CFT
YSC | 56 | YNH EP PACU |  | 3-603 | N/A | N/A | Non-Fixed | YNH-EP3 PACU-M12 | YNH0000214 | 304443 | Datex, Inc. | S/5 Monitor | Monitor Datex S/5 | N/A |  | F-CM1-04 |  | 6217523 | H41818 | B1-CFT
YSC | 57 | YNH EP PACU |  | 3-603 | N/A | N/A | Non-Fixed | YNH-EP3 PACU-M13 | YNH0000215 | 304444 | Datex, Inc. | S/5 Monitor | Monitor Datex S/5 | N/A |  | F-CM1-04 |  | 6223662 | H41820 | B1-CFT
YSC | 58 | YNH HVC POST PROCEDURE RECOVERY |  | 4-515A | N/A | N/A | Non-Fixed | YNH-EP45 RECOVERY-M01 | YNH0000216 | 304445 | Philips Medical | Intellivue MP30 | Monitor Philips IntelliVue | N/A |  | M8002A/NB | D.00.58 | DE52614374 | H38414 | B1-CFW
YSC | 59 | YNH HVC POST PROCEDURE RECOVERY |  | 4-515B | N/A | N/A | Non-Fixed | YNH-EP45 RECOVERY-M02 | YNH0000217 | 304446 | Philips Medical | Intellivue MP30 | Monitor Philips IntelliVue | N/A |  | M8002A/NB | D.00.58 | DE52614381 | H38415 | B1-CFW
YSC | 60 | YNH HVC POST PROCEDURE RECOVERY |  | 4-517 | N/A | N/A | Non-Fixed | YNH-EP45 RECOVERY-M03 | YNH0000218 | 304447 | Philips Medical | Intellivue MP30 | Monitor Philips IntelliVue | N/A |  | M8002A/NB | D.00.58 | DE52614382 | H38416 | B1-CFW
YSC | 61 | YNH HVC POST PROCEDURE RECOVERY |  | 4-519 | N/A | N/A | Non-Fixed | YNH-EP45 RECOVERY-M04 | YNH0000219 | 304448 | Philips Medical | Intellivue MP30 | Monitor Philips IntelliVue | N/A |  | M8002A/NB | D.00.58 | DE52614389 | H38417 | B1-CFW
YSC | 62 | YNH HVC POST PROCEDURE RECOVERY |  | 4-520 | N/A | N/A | Non-Fixed | YNH-EP45 RECOVERY-M05 | YNH0000220 | 304449 | Philips Medical | Intellivue MP30 | Monitor Philips IntelliVue | N/A |  | M8002A/NB | D.00.58 | DE52614393 | H38418 | B1-CFW
YSC | 63 | YNH HVC POST PROCEDURE RECOVERY |  | 4-521 | N/A | N/A | Non-Fixed | YNH-EP45 RECOVERY-M06 | YNH0000221 | 304450 | Philips Medical | Intellivue MP30 | Monitor Philips IntelliVue | N/A |  | M8002A/NB | D.00.58 | DE52614394 | H38419 | B1-CFW
YSC | 64 | YNH HVC POST PROCEDURE RECOVERY |  | 4-523 | N/A | N/A | Non-Fixed | YNH-EP45 RECOVERY-M07 | YNH0000222 | 304451 | Philips Medical | Intellivue MP30 | Monitor Philips IntelliVue | N/A |  | M8002A/NB | D.00.58 | DE52614395 | H38420 | B1-CFW
YSC | 65 | YNH HVC POST PROCEDURE RECOVERY |  | 4-525A | N/A | N/A | Non-Fixed | YNH-EP45 RECOVERY-M08 | YNH0000223 | 304452 | Philips Medical | Intellivue MP30 | Monitor Philips IntelliVue | N/A |  | M8002A/NB | D.00.58 | DE52614055 | H38445 | B1-CFW
YSC | 66 | YNH HVC POST PROCEDURE RECOVERY |  | 4-525B | N/A | N/A | Non-Fixed | YNH-EP45 RECOVERY-M09 | YNH0000224 | 304453 | Philips Medical | Intellivue MP30 | Monitor Philips IntelliVue | N/A |  | M8002A/NB | D.00.58 | DE52614073 | H38446 | B1-CFW
YSC | 67 | YNH HVC POST PROCEDURE RECOVERY |  | 4-525C | N/A | N/A | Non-Fixed | YNH-EP45 RECOVERY-M10 | YNH0000225 | 304454 | Philips Medical | Intellivue MP30 | Monitor Philips IntelliVue | N/A |  | M8002A/NB | D.00.58 | DE52614082 | H38447 | B1-CFW
YSC | 68 | YNH HVC POST PROCEDURE RECOVERY |  | 4-525D | N/A | N/A | Non-Fixed | YNH-EP45 RECOVERY-M11 | YNH0000226 | 304455 | Philips Medical | Intellivue MP30 | Monitor Philips IntelliVue | N/A |  | M8002A/NB | D.00.58 | DE52614087 | H38448 | B1-CFW
YSC | 69 | YNH EP 107 MEDICINE |  | 10-719 | 719-A | 10-719 | Fixed | YNH-EP107 MED-M10719 | YNH0000227 | 304456 | Philips Medical | Intellivue MP50 | Monitor Philips IntelliVue | N/A |  | M8004A | D.00.58 | DE44019307 | H38163 | B1-CFW
YSC | 70 | YNH EP 107 MEDICINE |  | 10-724 | 724-A | 10-724 | Fixed | YNH-EP107 MED-M10724 | YNH0000228 | 304457 | Philips Medical | Intellivue MP50 | Monitor Philips IntelliVue | N/A |  | M8004A | D.00.58 | DE44019312 | H38164 | B1-CFW
YSC | 71 | YNH EP 107 MEDICINE |  | 10-725 | 725-A | 10-725 | Fixed | YNH-EP107 MED-M10725 | YNH0000229 | 304458 | Philips Medical | Intellivue MP50 | Monitor Philips IntelliVue | N/A |  | M8004A | D.00.58 | DE44019317 | H38165 | B1-CFW
YSC | 72 | YNH EP 107 MEDICINE |  | 10-820 | 820-A | 10-820 | Fixed | YNH-EP107 MED-M10820 | YNH0000230 | 304459 | Philips Medical | Intellivue MP50 | Monitor Philips IntelliVue | N/A |  | M8004A | D.00.58 | DE44019331 | H38166 | B1-CFW
YSC | 73 | YNH EP 107 MEDICINE |  | 10-825 | 825-A | 10-825 | Fixed | YNH-EP107 MED-M10825 | YNH0000231 | 304460 | Philips Medical | Intellivue MP50 | Monitor Philips IntelliVue | N/A |  | M8004A | D.00.58 | DE44019334 | H38167 | B1-CFW
YSC | 74 | YNH EP 107 MEDICINE |  | 10-826 | 826-A | 10-826 | Fixed | YNH-EP107 MED-M10826 | YNH0000232 | 304461 | Philips Medical | Intellivue MP50 | Monitor Philips IntelliVue | N/A |  | M8004A | D.00.58 | DE44019338 | H38168 | B1-CFW
YSC | 75 | YNH SMILOW MRI |  | NP2-408 | N/A | N/A | Non-Fixed | YNH-NP2 MRI HOLD-M01 | YNH0000236 | 304462 | Philips Medical | Intellivue MP30 | Monitor Philips IntelliVue | N/A |  | M8002A/NB | D.00.58 | DE50408865 | H37026 | B1-CFW
YSC | 76 | YNH SMILOW MRI |  | NP2-408 | N/A | N/A | Non-Fixed | YNH-NP2 MRI HOLD-M02 | YNH0000237 | 304463 | Philips Medical | Intellivue MP30 | Monitor Philips IntelliVue | N/A |  | M8002A/NB | D.00.58 | DE50408860 | H37025 | B1-CFW
YSC | 77 | YNH SMILOW MRI |  | NP2-408 | N/A | N/A | Non-Fixed | YNH-NP2 MRI HOLD-M03 | YNH0000238 | 304464 | Philips Medical | Intellivue MP30 | Monitor Philips IntelliVue | N/A |  | M8002A/NB | D.00.58 | DE61522152 | H39826 | B1-CFW
YSC | 78 | YNH SMILOW MRI |  | NP2-226A | N/A | N/A | Non-Fixed | YNH-NP2 DR HOLD-M01 | YNH0000363 | 304576 | Philips Medical | Intellivue MP30 | Monitor Philips IntelliVue | N/A |  | M8002A/NB | G.01.73 | DE72871043 | H46414 | B1-CFW
YSC | 79 | YNH SMILOW MRI |  | NP2-226B | N/A | N/A | Non-Fixed | YNH-NP2 DR HOLD-M02 | YNH0000364 | 304577 | Philips Medical | Intellivue MP30 | Monitor Philips IntelliVue | N/A |  | M8002A/NB | G.01.73 | DE72871050 | H46415 | B1-CFW
YSC | 80 | YNH SMILOW MRI |  | NP2-226D | N/A | N/A | Non-Fixed | YNH-NP2 DR HOLD-M04 | YNH0000365 | 304579 | Philips Medical | Intellivue MP30 | Monitor Philips IntelliVue | N/A |  | M8002A/NB | G.01.73 | DE72871063 | H46417 | B1-CFW
YSC | 81 | YNH SMILOW MRI |  | NP2-226F | N/A | N/A | Non-Fixed | YNH-NP2 DR HOLD-M05 | YNH0000366 | 304580 | Philips Medical | Intellivue MP30 | Monitor Philips IntelliVue | N/A |  | M8002A/NB | G.01.73 | DE72871054 | H46418 | B1-CFW
YSC | 82 | YNH NP PRE OP/PACU |  | NP3-314 | N/A | N/A | Non-Fixed | YNH-NP3 PACU-M01 | YNH0000239 | 304465 | Datex, Inc. | S/5 Monitor | Monitor Datex S/5 | N/A |  | F-CM1-05 |  | 6588213 | H46505 | B1-CFT
YSC | 83 | YNH NP PRE OP/PACU |  | NP3-316 | N/A | N/A | Non-Fixed | YNH-NP3 PACU-M02 | YNH0000240 | 304466 | Datex, Inc. | S/5 Monitor | Monitor Datex S/5 | N/A |  | F-CM1-05 |  | 6580911 | H46500 | B1-CFT
YSC | 84 | YNH NP PRE OP/PACU |  | NP3-317 | N/A | N/A | Non-Fixed | YNH-NP3 PACU-M03 | YNH0000241 | 304467 | Datex, Inc. | S/5 Monitor | Monitor Datex S/5 | N/A |  | F-CM1-05 |  | 6586471 | H46498 | B1-CFT
YSC | 85 | YNH NP PRE OP/PACU |  | NP3-318 | N/A | N/A | Non-Fixed | YNH-NP3 PACU-M04 | YNH0000242 | 304468 | Datex, Inc. | S/5 Monitor | Monitor Datex S/5 | N/A |  | F-CM1-05 |  | 6580917 | H46494 | B1-CFT
YSC | 86 | YNH NP PRE OP/PACU |  | NP3-319 | N/A | N/A | Non-Fixed | YNH-NP3 PACU-M05 | YNH0000243 | 304469 | Datex, Inc. | S/5 Monitor | Monitor Datex S/5 | N/A |  | F-CM1-05 |  | 6585960 | H46504 | B1-CFT
YSC | 87 | YNH NP PRE OP/PACU |  | NP3-322 | N/A | N/A | Non-Fixed | YNH-NP3 PACU-M06 | YNH0000244 | 304470 | Datex, Inc. | S/5 Monitor | Monitor Datex S/5 | N/A |  | F-CM1-05 |  | 6627337 | H48093 | B1-CFT
YSC | 88 | YNH NP PRE OP/PACU |  | NP3-323 | N/A | N/A | Non-Fixed | YNH-NP3 PACU-M07 | YNH0000245 | 304471 | Datex, Inc. | S/5 Monitor | Monitor Datex S/5 | N/A |  | F-CM1-05 |  | 6585959 | H46506 | B1-CFT
YSC | 89 | YNH NP PRE OP/PACU |  | NP3-324 | N/A | N/A | Non-Fixed | YNH-NP3 PACU-M08 | YNH0000246 | 304472 | Datex, Inc. | S/5 Monitor | Monitor Datex S/5 | N/A |  | F-CM1-05 |  | 6588198 | H46496 | B1-CFT
YSC | 90 | YNH NP PRE OP/PACU |  | NP3-325 | N/A | N/A | Non-Fixed | YNH-NP3 PACU-M09 | YNH0000247 | 304473 | Datex, Inc. | S/5 Monitor | Monitor Datex S/5 | N/A |  | F-CM1-05 |  | 6586470 | H46507 | B1-CFT
YSC | 91 | YNH NP PRE OP/PACU |  | NP3-326 | N/A | N/A | Non-Fixed | YNH-NP3 PACU-M10 | YNH0000248 | 304474 | Datex, Inc. | S/5 Monitor | Monitor Datex S/5 | N/A |  | F-CM1-04 |  | 6223579 | H41803 | B1-CFT
YSC | 92 | YNH NP PRE OP/PACU |  | NP3-327 | N/A | N/A | Non-Fixed | YNH-NP3 PACU-M11 | YNH0000249 | 304475 | Datex, Inc. | S/5 Monitor | Monitor Datex S/5 | N/A |  | F-CM1-05 |  | 6627326 | H48094 | B1-CFT
YSC | 93 | YNH NP PRE OP/PACU |  | NP3-328 | N/A | N/A | Non-Fixed | YNH-NP3 PACU-M12 | YNH0000250 | 304476 | Datex, Inc. | S/5 Monitor | Monitor Datex S/5 | N/A |  | F-CM1-05 |  | 6586472 | H46509 | B1-CFT
YSC | 94 | YNH NP PRE OP/PACU |  | NP3-329 | N/A | N/A | Non-Fixed | YNH-NP3 PACU-M13 | YNH0000251 | 304477 | Datex, Inc. | S/5 Monitor | Monitor Datex S/5 | N/A |  | F-CM1-05 |  | 6586469 | H46495 | B1-CFT
YSC | 95 | YNH NP PRE OP/PACU |  | NP3-330 | N/A | N/A | Non-Fixed | YNH-NP3 PACU-M14 | YNH0000252 | 304478 | Datex, Inc. | S/5 Monitor | Monitor Datex S/5 | N/A |  | F-CM1-05 |  | 6586468 | H46493 | B1-CFT
YSC | 96 | YNH NP PRE OP/PACU |  | NP3-331 | N/A | N/A | Non-Fixed | YNH-NP3 PACU-M15 | YNH0000253 | 304479 | Datex, Inc. | S/5 Monitor | Monitor Datex S/5 | N/A |  | F-CM1-05 |  | 6582590 | H46492 | B1-CFT
YSC | 97 | YNH NP PRE OP/PACU |  | NP3-335 | N/A | N/A | Non-Fixed | YNH-NP3 PACU-M16 | YNH0000254 | 304480 | Datex, Inc. | S/5 Monitor | Monitor Datex S/5 | N/A |  | F-CM1-05 |  | 6588197 | H46497 | B1-CFT
YSC | 98 | YNH NP PRE OP/PACU |  | NP3-336 | N/A | N/A | Non-Fixed | YNH-NP3 PACU-M17 | YNH0000255 | 304481 | Datex, Inc. | S/5 Monitor | Monitor Datex S/5 | N/A |  | F-CM1-05 |  | 6585962 | H46502 | B1-CFT
YSC | 99 | YNH NP PRE OP/PACU |  | NP3-337 | N/A | N/A | Non-Fixed | YNH-NP3 PACU-M18 | YNH0000256 | 304482 | Datex, Inc. | S/5 Monitor | Monitor Datex S/5 | N/A |  | F-CM1-05 |  | 6588208 | H46501 | B1-CFT
YSC | 100 | YNH NP PRE OP/PACU |  | NP3-338 | N/A | N/A | Non-Fixed | YNH-NP3 PACU-M19 | YNH0000257 | 304483 | Datex, Inc. | S/5 Monitor | Monitor Datex S/5 | N/A |  | F-CM1-04 |  | 6217639 | H41799 | B1-CFT
YSC | 101 | YNH NP PRE OP/PACU |  | NP3-339 | N/A | N/A | Non-Fixed | YNH-NP3 PACU-M20 | YNH0000258 | 304484 | Datex, Inc. | S/5 Monitor | Monitor Datex S/5 | N/A |  | F-CM1-05 |  | 6588202 | H46499 | B1-CFT
YSC | 102 | YNH AMB PROC CENTER SMILOW |  | NP4-303 | N/A | N/A | Non-Fixed | YNH-NP4 APC-M01 | YNH0000259 | 304405 | Datex, Inc. | S/5 Monitor | Monitor Datex S/5 | N/A |  | F-CM1-05 |  | 6590107 | H47020 | B1-CFT
YSC | 103 | YNH AMB PROC CENTER SMILOW |  | NP4-302 | N/A | N/A | Non-Fixed | YNH-NP4 APC-M02 | YNH0000260 | 304406 | Datex, Inc. | S/5 Monitor | Monitor Datex S/5 | N/A |  | F-CM1-05 |  | 6590108 | H47016 | B1-CFT
YSC | 104 | YNH AMB PROC CENTER SMILOW |  | NP4-304 | N/A | N/A | Non-Fixed | YNH-NP4 APC-M03 | YNH0000261 | 304407 | Datex, Inc. | S/5 Monitor | Monitor Datex S/5 | N/A |  | F-CM1-05 |  | 6590101 | H47022 | B1-CFT
YSC | 105 | YNH AMB PROC CENTER SMILOW |  | NP4-305 | N/A | N/A | Non-Fixed | YNH-NP4 APC-M04 | YNH0000262 | 304408 | Datex, Inc. | S/5 Monitor | Monitor Datex S/5 | N/A |  | F-CM1-05 |  | 6588211 | H46503 | B1-CFT
YSC | 106 | YNH AMB PROC CENTER SMILOW |  | NP4-307 | N/A | N/A | Non-Fixed | YNH-NP4 APC-M05 | YNH0000263 | 304409 | Datex, Inc. | S/5 Monitor | Monitor Datex S/5 | N/A |  | F-CM1-05 |  | 6590103 | H47018 | B1-CFT
YSC | 107 | YNH AMB PROC CENTER SMILOW |  | NP4-308 | N/A | N/A | Non-Fixed | YNH-NP4 APC-M06 | YNH0000264 | 304410 | Datex, Inc. | S/5 Monitor | Monitor Datex S/5 | N/A |  | F-CM1-05 |  | 6588199 | H46490 | B1-CFT
YSC | 108 | YNH AMB PROC CENTER SMILOW |  | NP4-309 | N/A | N/A | Non-Fixed | YNH-NP4 APC-M07 | YNH0000265 | 304411 | Datex, Inc. | S/5 Monitor | Monitor Datex S/5 | N/A |  | F-CM1-05 |  | 6590098 | H47023 | B1-CFT
YSC | 109 | YNH AMB PROC CENTER SMILOW |  | NP4-311 | N/A | N/A | Non-Fixed | YNH-NP4 APC-M08 | YNH0000266 | 304412 | Datex, Inc. | S/5 Monitor | Monitor Datex S/5 | N/A |  | F-CM1-05 |  | 6590106 | H47021 | B1-CFT
YSC | 110 | YNH AMB PROC CENTER SMILOW |  | NP4-312 | N/A | N/A | Non-Fixed | YNH-NP4 APC-M09 | YNH0000267 | 304413 | Datex, Inc. | S/5 Monitor | Monitor Datex S/5 | N/A |  | F-CM1-05 |  | 6590100 | H47019 | B1-CFT
YSC | 111 | YNH AMB PROC CENTER SMILOW |  | NP4-316 | N/A | N/A | Non-Fixed | YNH-NP4 APC-M10 | YNH0000268 | 304414 | Datex, Inc. | S/5 Monitor | Monitor Datex S/5 | N/A |  | F-CM1-05 |  | 6588203 | H46491 | B1-CFT
YSC | 112 | YNH AMB PROC CENTER SMILOW |  | NP4-421 | N/A | N/A | Non-Fixed | YNH-NP4 APC-M11 | YNH0000269 | 304415 | Datex, Inc. | S/5 Monitor | Monitor Datex S/5 | N/A |  | F-CM1-05 |  | 6585969 | H46508 | B1-CFT
YSC | 113 | YNH AMB PROC CENTER SMILOW |  | NP4-419 | N/A | N/A | Non-Fixed | YNH-NP4 APC-M12 | YNH0000270 | 304416 | Datex, Inc. | S/5 Monitor | Monitor Datex S/5 | N/A |  | F-CM1-05 |  | 6590081 | H47017 | B1-CFT
YSC | 114 | YNH NP 9 MICU |  | NP9-202 | 9202-A | 9-202 | Fixed | YNH-NP9 MICU-M9202 | YNH0000271 | 304485 | Philips Medical | Intellivue MP70 | Monitor Philips IntelliVue | N/A |  | M8007A | G.01.73 | DE84395155 | H47075 | Philips Server
YSC | 115 | YNH NP 9 MICU |  | NP9-204 | 9204-A | 9-204 | Fixed | YNH-NP9 MICU-M9204 | YNH0000272 | 304486 | Philips Medical | Intellivue MP70 | Monitor Philips IntelliVue | N/A |  | M8007A | G.01.73 | DE84395156 | H47076 | Philips Server
YSC | 116 | YNH NP 9 MICU |  | NP9-206 | 9206-A | 9-206 | Fixed | YNH-NP9 MICU-M9206 | YNH0000273 | 304487 | Philips Medical | Intellivue MP70 | Monitor Philips IntelliVue | N/A |  | M8007A | G.01.73 | DE84395157 | H47077 | Philips Server
YSC | 117 | YNH NP 9 MICU |  | NP9-208 | 9208-A | 9-208 | Fixed | YNH-NP9 MICU-M9208 | YNH0000274 | 304488 | Philips Medical | Intellivue MP70 | Monitor Philips IntelliVue | N/A |  | M8007A | G.01.73 | DE84395158 | H47078 | Philips Server
YSC | 118 | YNH NP 9 MICU |  | NP9-210 | 9210-A | 9-210 | Fixed | YNH-NP9 MICU-M9210 | YNH0000275 | 304489 | Philips Medical | Intellivue MP70 | Monitor Philips IntelliVue | N/A |  | M8007A | G.01.73 | DE84395159 | H47079 | Philips Server
YSC | 119 | YNH NP 9 MICU |  | NP9-212 | 9212-A | 9-212 | Fixed | YNH-NP9 MICU-M9212 | YNH0000276 | 304490 | Philips Medical | Intellivue MP70 | Monitor Philips IntelliVue | N/A |  | M8007A | G.01.73 | DE84395160 | H47080 | Philips Server
YSC | 120 | YNH NP 9 MICU |  | NP9-214 | 9214-A | 9-214 | Fixed | YNH-NP9 MICU-M9214 | YNH0000277 | 304491 | Philips Medical | Intellivue MP70 | Monitor Philips IntelliVue | N/A |  | M8007A | G.01.73 | DE84395161 | H47081 | Philips Server
YSC | 121 | YNH NP 9 MICU |  | NP9-216 | 9216-A | 9-216 | Fixed | YNH-NP9 MICU-M9216 | YNH0000278 | 304492 | Philips Medical | Intellivue MP70 | Monitor Philips IntelliVue | N/A |  | M8007A | G.01.73 | DE84395162 | H47082 | Philips Server
YSC | 122 | YNH NP 9 MICU |  | NP9-218 | 9218-A | 9-218 | Fixed | YNH-NP9 MICU-M9218 | YNH0000279 | 304493 | Philips Medical | Intellivue MP70 | Monitor Philips IntelliVue | N/A |  | M8007A | G.01.73 | DE84395163 | H47083 | Philips Server
YSC | 123 | YNH NP 9 MICU |  | NP9-220 | 9220-A | 9-220 | Fixed | YNH-NP9 MICU-M9220 | YNH0000280 | 304494 | Philips Medical | Intellivue MP70 | Monitor Philips IntelliVue | N/A |  | M8007A | G.01.73 | DE84395164 | H47084 | Philips Server
YSC | 124 | YNH NP 9 MICU |  | NP9-222 | 9222-A | 9-222 | Fixed | YNH-NP9 MICU-M9222 | YNH0000281 | 304495 | Philips Medical | Intellivue MP70 | Monitor Philips IntelliVue | N/A |  | M8007A | G.01.73 | DE84395165 | H47085 | Philips Server
YSC | 125 | YNH NP 9 MICU |  | NP9-224 | 9224-A | 9-224 | Fixed | YNH-NP9 MICU-M9224 | YNH0000282 | 304496 | Philips Medical | Intellivue MP70 | Monitor Philips IntelliVue | N/A |  | M8007A | G.01.73 | DE84395166 | H47086 | Philips Server
YSC | 126 | YNH NP 9 MICU |  | NP9-226 | 9226-A | 9-226 | Fixed | YNH-NP9 MICU-M9226 | YNH0000283 | 304497 | Philips Medical | Intellivue MP70 | Monitor Philips IntelliVue | N/A |  | M8007A | G.01.73 | DE84395167 | H47087 | Philips Server
YSC | 127 | YNH NP 9 MICU |  | NP9-228 | 9228-A | 9-228 | Fixed | YNH-NP9 MICU-M9228 | YNH0000284 | 304498 | Philips Medical | Intellivue MP70 | Monitor Philips IntelliVue | N/A |  | M8007A | G.01.73 | DE84395168 | H47088 | Philips Server
YSC | 128 | YNH NP 9 MICU |  | NP9-230 | 9230-A | 9-230 | Fixed | YNH-NP9 MICU-M9230 | YNH0000285 | 304499 | Philips Medical | Intellivue MP70 | Monitor Philips IntelliVue | N/A |  | M8007A | G.01.73 | DE84395169 | H47089 | Philips Server
YSC | 129 | YNH NP 9 MICU |  | NP9-232 | 9232-A | 9-232 | Fixed | YNH-NP9 MICU-M9232 | YNH0000286 | 304500 | Philips Medical | Intellivue MP70 | Monitor Philips IntelliVue | N/A |  | M8007A | G.01.73 | DE84395170 | H47090 | Philips Server
YSC | 130 | YNH NP 9 MICU |  | NP9-234 | 9234-A | 9-234 | Fixed | YNH-NP9 MICU-M9234 | YNH0000287 | 304501 | Philips Medical | Intellivue MP70 | Monitor Philips IntelliVue | N/A |  | M8007A | G.01.73 | DE84395171 | H47091 | Philips Server
YSC | 131 | YNH NP 9 MICU |  | NP9-236 | 9236-A | 9-236 | Fixed | YNH-NP9 MICU-M9236 | YNH0000288 | 304502 | Philips Medical | Intellivue MP70 | Monitor Philips IntelliVue | N/A |  | M8007A | G.01.73 | DE84395172 | H47092 | Philips Server
YSC | 132 | YNH NP 9 MICU |  | NP9-238 | 9238-A | 9-238 | Fixed | YNH-NP9 MICU-M9238 | YNH0000289 | 304503 | Philips Medical | Intellivue MP70 | Monitor Philips IntelliVue | N/A |  | M8007A | G.01.73 | DE84395173 | H47093 | Philips Server
YSC | 133 | YNH NP 9 MICU |  | NP9-240 | 9240-A | 9-240 | Fixed | YNH-NP9 MICU-M9240 | YNH0000290 | 304504 | Philips Medical | Intellivue MP70 | Monitor Philips IntelliVue | N/A |  | M8007A | G.01.73 | DE84395174 | H47094 | Philips Server
YSC | 134 | YNH NP 9 MICU |  | NP9-242 | 9242-A | 9-242 | Fixed | YNH-NP9 MICU-M9242 | YNH0000291 | 304505 | Philips Medical | Intellivue MP70 | Monitor Philips IntelliVue | N/A |  | M8007A | G.01.73 | DE84395175 | H47095 | Philips Server
YSC | 135 | YNH NP 9 MICU |  | NP9-244 | 9244-A | 9-244 | Fixed | YNH-NP9 MICU-M9244 | YNH0000292 | 304506 | Philips Medical | Intellivue MP70 | Monitor Philips IntelliVue | N/A |  | M8007A | G.01.73 | DE84395176 | H47096 | Philips Server
YSC | 136 | YNH NP 9 MICU |  | NP9-246 | 9246-A | 9-246 | Fixed | YNH-NP9 MICU-M9246 | YNH0000293 | 304507 | Philips Medical | Intellivue MP70 | Monitor Philips IntelliVue | N/A |  | M8007A | G.01.73 | DE84395177 | H47097 | Philips Server
YSC | 137 | YNH NP 9 MICU |  | NP9-248 | 9248-A | 9-248 | Fixed | YNH-NP9 MICU-M9248 | YNH0000294 | 304508 | Philips Medical | Intellivue MP70 | Monitor Philips IntelliVue | N/A |  | M8007A | G.01.73 | DE84395178 | H47098 | Philips Server
YSC | 138 | YNH NP 9 MICU |  | NP9-250 | 9250-A | 9-250 | Fixed | YNH-NP9 MICU-M9250 | YNH0000295 | 304509 | Philips Medical | Intellivue MP70 | Monitor Philips IntelliVue | N/A |  | M8007A | G.01.73 | DE84395179 | H47099 | Philips Server
YSC | 139 | YNH NP 9 MICU |  | NP9-252 | 9252-A | 9-252 | Fixed | YNH-NP9 MICU-M9252 | YNH0000296 | 304510 | Philips Medical | Intellivue MP70 | Monitor Philips IntelliVue | N/A |  | M8007A | G.01.73 | DE84395181 | H47100 | Philips Server
YSC | 140 | YNH NP 9 MICU |  | NP9-254 | 9254-A | 9-254 | Fixed | YNH-NP9 MICU-M9254 | YNH0000297 | 304511 | Philips Medical | Intellivue MP70 | Monitor Philips IntelliVue | N/A |  | M8007A | G.01.73 | DE84395183 | H47101 | Philips Server
YSC | 141 | YNH NP 9 MICU |  | NP9-256 | 9256-A | 9-256 | Fixed | YNH-NP9 MICU-M9256 | YNH0000298 | 304512 | Philips Medical | Intellivue MP70 | Monitor Philips IntelliVue | N/A |  | M8007A | G.01.73 | DE84395206 | H47102 | Philips Server
YSC | 142 | YNH NP 10 MICU SD |  | NP10-202 | 10202-A | 10-202 | Fixed | YNH-NP10 MICU-M10202 | YNH0000299 | 304513 | Philips Medical | Intellivue MP70 | Monitor Philips IntelliVue | N/A |  | M8007A | G.01.73 | DE84395112 | H47350 | Philips Server
YSC | 143 | YNH NP 10 MICU SD |  | NP10-204 | 10204-A | 10-204 | Fixed | YNH-NP10 MICU-M10204 | YNH0000300 | 304514 | Philips Medical | Intellivue MP70 | Monitor Philips IntelliVue | N/A |  | M8007A | G.01.73 | DE84395113 | H47351 | Philips Server
YSC | 144 | YNH NP 10 MICU SD |  | NP10-206 | 10206-A | 10-206 | Fixed | YNH-NP10 MICU-M10206 | YNH0000301 | 304515 | Philips Medical | Intellivue MP70 | Monitor Philips IntelliVue | N/A |  | M8007A | G.01.73 | DE84395114 | H47352 | Philips Server
YSC | 145 | YNH NP 10 MICU SD |  | NP10-208 | 10208-A | 10-208 | Fixed | YNH-NP10 MICU-M10208 | YNH0000302 | 304516 | Philips Medical | Intellivue MP70 | Monitor Philips IntelliVue | N/A |  | M8007A | G.01.73 | DE84395115 | H47353 | Philips Server
YSC | 146 | YNH NP 10 MICU SD |  | NP10-210 | 10210-A | 10-210 | Fixed | YNH-NP10 MICU-M10210 | YNH0000303 | 304517 | Philips Medical | Intellivue MP70 | Monitor Philips IntelliVue | N/A |  | M8007A | G.01.73 | DE84395117 | H47354 | Philips Server
YSC | 147 | YNH NP 10 MICU SD |  | NP10-212 | 10212-A | 10-212 | Fixed | YNH-NP10 MICU-M10212 | YNH0000304 | 304518 | Philips Medical | Intellivue MP70 | Monitor Philips IntelliVue | N/A |  | M8007A | G.01.73 | DE84395118 | H47355 | Philips Server
YSC | 148 | YNH NP 10 MICU SD |  | NP10-214 | 10214-A | 10-214 | Fixed | YNH-NP10 MICU-M10214 | YNH0000305 | 304519 | Philips Medical | Intellivue MP70 | Monitor Philips IntelliVue | N/A |  | M8007A | G.01.73 | DE84395119 | H47356 | Philips Server
YSC | 149 | YNH NP 10 MICU SD |  | NP10-216 | 10216-A | 10-216 | Fixed | YNH-NP10 MICU-M10216 | YNH0000306 | 304520 | Philips Medical | Intellivue MP70 | Monitor Philips IntelliVue | N/A |  | M8007A | G.01.73 | DE84395123 | H47357 | Philips Server
YSC | 150 | YNH NP 10 MICU SD |  | NP10-218 | 10218-A | 10-218 | Fixed | YNH-NP10 MICU-M10218 | YNH0000307 | 304521 | Philips Medical | Intellivue MP70 | Monitor Philips IntelliVue | N/A |  | M8007A | G.01.73 | DE84395124 | H47358 | Philips Server
YSC | 151 | YNH NP 10 MICU SD |  | NP10-220 | 10220-A | 10-220 | Fixed | YNH-NP10 MICU-M10220 | YNH0000308 | 304522 | Philips Medical | Intellivue MP70 | Monitor Philips IntelliVue | N/A |  | M8007A | G.01.73 | DE84395125 | H47359 | Philips Server
YSC | 152 | YNH NP 10 MICU SD |  | NP10-222 | 10222-A | 10-222 | Fixed | YNH-NP10 MICU-M10222 | YNH0000309 | 304523 | Philips Medical | Intellivue MP70 | Monitor Philips IntelliVue | N/A |  | M8007A | G.01.73 | DE84395129 | H47360 | Philips Server
YSC | 153 | YNH NP 10 MICU SD |  | NP10-224 | 10224-A | 10-224 | Fixed | YNH-NP10 MICU-M10224 | YNH0000310 | 304524 | Philips Medical | Intellivue MP70 | Monitor Philips IntelliVue | N/A |  | M8007A | G.01.73 | DE84395130 | H47361 | Philips Server
YSC | 154 | YNH NP 10 MICU SD |  | NP10-226 | 10226-A | 10-226 | Fixed | YNH-NP10 MICU-M10226 | YNH0000311 | 304525 | Philips Medical | Intellivue MP70 | Monitor Philips IntelliVue | N/A |  | M8007A | G.01.80 | DE843A0946 | H48275 | Philips Server
YSC | 155 | YNH NP 10 MICU SD |  | NP10-228 | 10228-A | 10-228 | Fixed | YNH-NP10 MICU-M10228 | YNH0000312 | 304526 | Philips Medical | Intellivue MP70 | Monitor Philips IntelliVue | N/A |  | M8007A | G.01.80 | DE843A0964 | H48276 | Philips Server
YSC | 156 | YNH NP 10 MICU SD |  | NP10-230 | 10230-A | 10-230 | Fixed | YNH-NP10 MICU-M10230 | YNH0000313 | 304527 | Philips Medical | Intellivue MP70 | Monitor Philips IntelliVue | N/A |  | M8007A | G.01.80 | DE52032298 | H37477 | Philips Server
YSC | 157 | YNH NP 10 MICU SD |  | NP10-232 | 10232-A | 10-232 | Fixed | YNH-NP10 MICU-M10232 | YNH0000314 | 304528 | Philips Medical | Intellivue MP70 | Monitor Philips IntelliVue | N/A |  | M8007A | G.01.80 | DE52032299 | H37478 | Philips Server
YSC | 158 | YNH NP 10 MICU SD |  | NP10-234 | 10234-A | 10-234 | Fixed | YNH-NP10 MICU-M10234 | YNH0000315 | 304529 | Philips Medical | Intellivue MP70 | Monitor Philips IntelliVue | N/A |  | M8007A | G.01.80 | DE52032301 | H37479 | Philips Server
YSC | 159 | YNH NP 10 MICU SD |  | NP10-236 | 10236-A | 10-236 | Fixed | YNH-NP10 MICU-M10236 | YNH0000316 | 304530 | Philips Medical | Intellivue MP70 | Monitor Philips IntelliVue | N/A |  | M8007A | G.01.80 | DE52032302 | H37480 | Philips Server
YSC | 160 | YNH NP 10 MICU SD |  | NP10-238 | 10238-A | 10-238 | Fixed | YNH-NP10 MICU-M10238 | YNH0000317 | 304531 | Philips Medical | Intellivue MP70 | Monitor Philips IntelliVue | N/A |  | M8007A | G.01.80 | DE52032303 | H37481 | Philips Server
YSC | 161 | YNH NP 10 MICU SD |  | NP10-240 | 10240-A | 10-240 | Fixed | YNH-NP10 MICU-M10240 | YNH0000318 | 304532 | Philips Medical | Intellivue MP70 | Monitor Philips IntelliVue | N/A |  | M8007A | G.01.80 | DE52032304 | H37482 | Philips Server
YSC | 162 | YNH NP 10 MICU SD |  | NP10-242 | 10242-A | 10-242 | Fixed | YNH-NP10 MICU-M10242 | YNH0000319 | 304533 | Philips Medical | Intellivue MP70 | Monitor Philips IntelliVue | N/A |  | M8007A | G.01.80 | DE52032305 | H37483 | Philips Server
YSC | 163 | YNH NP 10 MICU SD |  | NP10-244 | 10244-A | 10-244 | Fixed | YNH-NP10 MICU-M10244 | YNH0000320 | 304534 | Philips Medical | Intellivue MP70 | Monitor Philips IntelliVue | N/A |  | M8007A | G.01.80 | DE52032306 | H37484 | Philips Server
YSC | 164 | YNH NP 10 MICU SD |  | NP10-246 | 10246-A | 10-246 | Fixed | YNH-NP10 MICU-M10246 | YNH0000321 | 304535 | Philips Medical | Intellivue MP70 | Monitor Philips IntelliVue | N/A |  | M8007A | G.01.80 | DE52032308 | H37485 | Philips Server
YSC | 165 | YNH NP 10 MICU SD |  | NP10-248 | 10248-A | 10-248 | Fixed | YNH-NP10 MICU-M10248 | YNH0000322 | 304536 | Philips Medical | Intellivue MP70 | Monitor Philips IntelliVue | N/A |  | M8007A | G.01.80 | DE52032309 | H37486 | Philips Server
YSC | 166 | YNH NP 10 MICU SD |  | NP10-250 | 10250-A | 10-250 | Fixed | YNH-NP10 MICU-M10250 | YNH0000323 | 304537 | Philips Medical | Intellivue MP70 | Monitor Philips IntelliVue | N/A |  | M8007A | G.01.80 | DE52032310 | H37487 | Philips Server
YSC | 167 | YNH NP 10 MICU SD |  | NP10-252 | 10252-A | 10-252 | Fixed | YNH-NP10 MICU-M10252 | YNH0000324 | 304538 | Philips Medical | Intellivue MP70 | Monitor Philips IntelliVue | N/A |  | M8007A | G.01.80 | DE52032311 | H37488 | Philips Server
YSC | 168 | YNH NP 10 MICU SD |  | NP10-254 | 10254-A | 10-254 | Fixed | YNH-NP10 MICU-M10254 | YNH0000325 | 304539 | Philips Medical | Intellivue MP70 | Monitor Philips IntelliVue | N/A |  | M8007A | G.01.80 | DE52032313 | H37489 | Philips Server
YSC | 169 | YNH NP 10 MICU SD |  | NP10-256 | 10256-A | 10-256 | Fixed | YNH-NP10 MICU-M10256 | YNH0000326 | 304540 | Philips Medical | Intellivue MP70 | Monitor Philips IntelliVue | N/A |  | M8007A | G.01.80 | DE52032318 | H37490 | Philips Server
YSC | 170 | YNH NP15 Surgical Oncology |  | NP15-202 | 15202-A | 15-202 | Fixed | YNH-NP15 ONCO-M15202 | YNH0000898 | 306654 | Philips Medical | Intellivue MP2 | Monitor Philips IntelliVue | N/A | [5 empty] | Philips Server
YSC | 171 | YNH NP15 Surgical Oncology |  | NP15-204 | 15204-A | 15-204 | Fixed | YNH-NP15 ONCO-M15204 | YNH0000899 | 306655 | Philips Medical | Intellivue MP2 | Monitor Philips IntelliVue | N/A | [5 empty] | Philips Server
YSC | 172 | YNH NP15 Surgical Oncology |  | NP15-206 | 15206-A | 15-206 | Fixed | YNH-NP15 ONCO-M15206 | YNH0000900 | 306656 | Philips Medical | Intellivue MP2 | Monitor Philips IntelliVue | N/A | [5 empty] | Philips Server
YSC | 173 | YNH NP15 Surgical Oncology |  | NP15-208 | 15208-A | 15-208 | Fixed | YNH-NP15 ONCO-M15208 | YNH0000901 | 306657 | Philips Medical | Intellivue MP2 | Monitor Philips IntelliVue | N/A | [5 empty] | Philips Server
YSC | 174 | YNH NP15 Surgical Oncology |  | NP15-210 | 15210-A | 15-210 | Fixed | YNH-NP15 ONCO-M15210 | YNH0000902 | 306658 | Philips Medical | Intellivue MP2 | Monitor Philips IntelliVue | N/A | [5 empty] | Philips Server
YSC | 175 | YNH NP15 Surgical Oncology |  | NP15-212 | 15212-A | 15-212 | Fixed | YNH-NP15 ONCO-M15212 | YNH0000903 | 306659 | Philips Medical | Intellivue MP2 | Monitor Philips IntelliVue | N/A | [5 empty] | Philips Server
YSC | 176 | YNH NP15 Surgical Oncology |  | NP15-214 | 15214-A | 15-214 | Fixed | YNH-NP15 ONCO-M15214 | YNH0000904 | 306660 | Philips Medical | Intellivue MP2 | Monitor Philips IntelliVue | N/A | [5 empty] | Philips Server
YSC | 177 | YNH NP15 Surgical Oncology |  | NP15-216 | 15216-A | 15-216 | Fixed | YNH-NP15 ONCO-M15216 | YNH0000905 | 306661 | Philips Medical | Intellivue MP2 | Monitor Philips IntelliVue | N/A | [5 empty] | Philips Server
YSC | 178 | YNH NP15 Surgical Oncology |  | NP15-218 | 15218-A | 15-218 | Fixed | YNH-NP15 ONCO-M15218 | YNH0000906 | 306662 | Philips Medical | Intellivue MP2 | Monitor Philips IntelliVue | N/A | [5 empty] | Philips Server
YSC | 179 | YNH NP15 Surgical Oncology |  | NP15-220 | 15220-A | 15-220 | Fixed | YNH-NP15 ONCO-M15220 | YNH0000907 | 306663 | Philips Medical | Intellivue MP2 | Monitor Philips IntelliVue | N/A | [5 empty] | Philips Server
YSC | 180 | YNH NP15 Surgical Oncology |  | NP15-222 | 15222-A | 15-222 | Fixed | YNH-NP15 ONCO-M15222 | YNH0000908 | 306664 | Philips Medical | Intellivue MP2 | Monitor Philips IntelliVue | N/A | [5 empty] | Philips Server
YSC | 181 | YNH NP15 Surgical Oncology |  | NP15-224 | 15224-A | 15-224 | Fixed | YNH-NP15 ONCO-M15224 | YNH0000909 | 306665 | Philips Medical | Intellivue MP2 | Monitor Philips IntelliVue | N/A | [5 empty] | Philips Server
YSC | 182 | YNH NP15 Surgical Oncology |  | NP15-226 | 15226-A | 15-226 | Fixed | YNH-NP15 ONCO-M15226 | YNH0000910 | 306666 | Philips Medical | Intellivue MP2 | Monitor Philips IntelliVue | N/A | [5 empty] | Philips Server
YSC | 183 | YNH NP15 Surgical Oncology |  | NP15-228 | 15228-A | 15-228 | Fixed | YNH-NP15 ONCO-M15228 | YNH0000911 | 306667 | Philips Medical | Intellivue MP2 | Monitor Philips IntelliVue | N/A | [5 empty] | Philips Server
YSC | 184 | YNH NP15 Surgical Oncology |  | NP15-230 | 15230-A | 15-230 | Fixed | YNH-NP15 ONCO-M15230 | YNH0000912 | 306668 | Philips Medical | Intellivue MP2 | Monitor Philips IntelliVue | N/A | [5 empty] | Philips Server
YSC | 185 | YNH NP15 Surgical Oncology |  | NP15-232 | 15232-A | 15-232 | Fixed | YNH-NP15 ONCO-M15232 | YNH0000913 | 306669 | Philips Medical | Intellivue MP2 | Monitor Philips IntelliVue | N/A | [5 empty] | Philips Server
YSC | 186 | YNH NP15 Surgical Oncology |  | NP15-234 | 15234-A | 15-234 | Fixed | YNH-NP15 ONCO-M15234 | YNH0000914 | 306670 | Philips Medical | Intellivue MP2 | Monitor Philips IntelliVue | N/A | [5 empty] | Philips Server
YSC | 187 | YNH NP15 Surgical Oncology |  | NP15-236 | 15236-A | 15-236 | Fixed | YNH-NP15 ONCO-M15236 | YNH0000915 | 306671 | Philips Medical | Intellivue MP2 | Monitor Philips IntelliVue | N/A | [5 empty] | Philips Server
YSC | 188 | YNH NP15 Surgical Oncology |  | NP15-238 | 15238-A | 15-238 | Fixed | YNH-NP15 ONCO-M15238 | YNH0000916 | 306672 | Philips Medical | Intellivue MP2 | Monitor Philips IntelliVue | N/A | [5 empty] | Philips Server
YSC | 189 | YNH NP15 Surgical Oncology |  | NP15-240 | 15240-A | 15-240 | Fixed | YNH-NP15 ONCO-M15240 | YNH0000917 | 306673 | Philips Medical | Intellivue MP2 | Monitor Philips IntelliVue | N/A | [5 empty] | Philips Server
YSC | 190 | YNH NP15 Surgical Oncology |  | NP15-242 | 15242-A | 15-242 | Fixed | YNH-NP15 ONCO-M15242 | YNH0000918 | 306674 | Philips Medical | Intellivue MP2 | Monitor Philips IntelliVue | N/A | [5 empty] | Philips Server
YSC | 191 | YNH NP15 Surgical Oncology |  | NP15-244 | 15244-A | 15-244 | Fixed | YNH-NP15 ONCO-M15244 | YNH0000919 | 306675 | Philips Medical | Intellivue MP2 | Monitor Philips IntelliVue | N/A | [5 empty] | Philips Server
YSC | 192 | YNH NP15 Surgical Oncology |  | NP15-246 | 15246-A | 15-246 | Fixed | YNH-NP15 ONCO-M15246 | YNH0000920 | 306676 | Philips Medical | Intellivue MP2 | Monitor Philips IntelliVue | N/A | [5 empty] | Philips Server
YSC | 193 | YNH NP15 Surgical Oncology |  | NP15-248 | 15248-A | 15-248 | Fixed | YNH-NP15 ONCO-M15248 | YNH0000921 | 306677 | Philips Medical | Intellivue MP2 | Monitor Philips IntelliVue | N/A | [5 empty] | Philips Server
YSC | 194 | YNH NP15 Surgical Oncology |  | NP15-250 | 15250-A | 15-250 | Fixed | YNH-NP15 ONCO-M15250 | YNH0000922 | 306678 | Philips Medical | Intellivue MP2 | Monitor Philips IntelliVue | N/A | [5 empty] | Philips Server
YSC | 195 | YNH NP15 Surgical Oncology |  | NP15-252 | 15252-A | 15-252 | Fixed | YNH-NP15 ONCO-M15252 | YNH0000923 | 306679 | Philips Medical | Intellivue MP2 | Monitor Philips IntelliVue | N/A | [5 empty] | Philips Server
YSC | 196 | YNH NP15 Surgical Oncology |  | NP15-254 | 15254-A | 15-254 | Fixed | YNH-NP15 ONCO-M15254 | YNH0000924 | 306680 | Philips Medical | Intellivue MP2 | Monitor Philips IntelliVue | N/A | [5 empty] | Philips Server
YSC | 197 | YNH NP15 Surgical Oncology |  | NP15-256 | 15256-A | 15-256 | Fixed | YNH-NP15 ONCO-M15256 | YNH0000925 | 306681 | Philips Medical | Intellivue MP2 | Monitor Philips IntelliVue | N/A | [5 empty] | Philips Server
YSC | 198 | YNH EMERGENCY ADULT |  | 1-342 | A01 | A01 | Fixed | YNH-AED-A01 | YNH0000731 | 305023 | Philips Medical |  | Monitor Emergency Department | N/A | [5 empty] | Philips Server
YSC | 199 | YNH EMERGENCY ADULT |  | 1-341 | A02 | A02 | Fixed | YNH-AED-A02 | YNH0000732 | 305024 | Philips Medical |  | Monitor Emergency Department | N/A | [5 empty] | Philips Server
YSC | 200 | YNH EMERGENCY ADULT |  | 1-340 | A03 | A03 | Fixed | YNH-AED-A03 | YNH0000733 | 305025 | Philips Medical |  | Monitor Emergency Department | N/A | [5 empty] | Philips Server
YSC | 201 | YNH EMERGENCY ADULT |  | 1-366 | A04 | A04 | Fixed | YNH-AED-A04 | YNH0000734 | 305026 | Philips Medical |  | Monitor Emergency Department | N/A | [5 empty] | Philips Server
YSC | 202 | YNH EMERGENCY ADULT |  | 1-364 | A05 | A05 | Fixed | YNH-AED-A05 | YNH0000735 | 305027 | Philips Medical |  | Monitor Emergency Department | N/A | [5 empty] | Philips Server
YSC | 203 | YNH EMERGENCY ADULT |  | 1-363 | A06 | A06 | Fixed | YNH-AED-A06 | YNH0000736 | 305028 | Philips Medical |  | Monitor Emergency Department | N/A | [5 empty] | Philips Server
YSC | 204 | YNH EMERGENCY ADULT |  | 1-359 | A07 | A07 | Fixed | YNH-AED-A07 | YNH0000737 | 305029 | Philips Medical |  | Monitor Emergency Department | N/A | [5 empty] | Philips Server
YSC | 205 | YNH EMERGENCY ADULT |  | 1-358 | A08 | A08 | Fixed | YNH-AED-A08 | YNH0000738 | 305030 | Philips Medical |  | Monitor Emergency Department | N/A | [5 empty] | Philips Server
YSC | 206 | YNH EMERGENCY ADULT |  | 1-357 | A09 | A09 | Fixed | YNH-AED-A09 | YNH0000739 | 305031 | Philips Medical |  | Monitor Emergency Department | N/A | [5 empty] | Philips Server
YSC | 207 | YNH EMERGENCY ADULT |  | 1-355 | A10 | A10 | Fixed | YNH-AED-A10 | YNH0000740 | 305032 | Philips Medical |  | Monitor Emergency Department | N/A | [5 empty] | Philips Server
YSC | 208 | YNH EMERGENCY ADULT |  | 1-353 | A11 | A11 | Fixed | YNH-AED-A11 | YNH0000741 | 305033 | Philips Medical |  | Monitor Emergency Department | N/A | [5 empty] | Philips Server
YSC | 209 | YNH EMERGENCY ADULT |  | 1-352 | A12 | A12 | Fixed | YNH-AED-A12 | YNH0000742 | 305034 | Philips Medical |  | Monitor Emergency Department | N/A | [5 empty] | Philips Server
YSC | 210 | YNH EMERGENCY ADULT |  | 1-351 | A13 | A13 | Fixed | YNH-AED-A13 | YNH0000743 | 305035 | Philips Medical |  | Monitor Emergency Department | N/A | [5 empty] | Philips Server
YSC | 211 | YNH EMERGENCY ADULT |  | 1-350 | A14 | A14 | Fixed | YNH-AED-A14 | YNH0000744 | 305036 | Philips Medical |  | Monitor Emergency Department | N/A | [5 empty] | Philips Server
YSC | 212 | YNH EMERGENCY ADULT |  | 1-339 | A15 | A15 | Fixed | YNH-AED-A15 | YNH0000745 | 305037 | Philips Medical |  | Monitor Emergency Department | N/A | [5 empty] | Philips Server
YSC | 213 | YNH EMERGENCY ADULT |  | 1-338 | A16 | A16 | Fixed | YNH-AED-A16 | YNH0000746 | 305038 | Philips Medical |  | Monitor Emergency Department | N/A | [5 empty] | Philips Server
YSC | 214 | YNH EMERGENCY ADULT |  | 1-337 | A17 | A17 | Fixed | YNH-AED-A17 | YNH0000747 | 305039 | Philips Medical |  | Monitor Emergency Department | N/A | [5 empty] | Philips Server
YSC | 215 | YNH EMERGENCY ADULT |  | 1-336 | A18 | A18 | Fixed | YNH-AED-A18 | YNH0000748 | 305040 | Philips Medical |  | Monitor Emergency Department | N/A | [5 empty] | Philips Server
YSC | 216 | YNH EMERGENCY ADULT |  | 1-335 | A19 | A19 | Fixed | YNH-AED-A19 | YNH0000749 | 305041 | Philips Medical |  | Monitor Emergency Department | N/A | [5 empty] | Philips Server
YSC | 217 | YNH EMERGENCY ADULT |  | 1-391 | B01 | B01 | Fixed | YNH-AED-B01 | YNH0000750 | 305042 | Philips Medical |  | Monitor Emergency Department | N/A | [5 empty] | Philips Server
YSC | 218 | YNH EMERGENCY ADULT |  | 1-390 | B02 | B02 | Fixed | YNH-AED-B02 | YNH0000751 | 305043 | Philips Medical |  | Monitor Emergency Department | N/A | [5 empty] | Philips Server
YSC | 219 | YNH EMERGENCY ADULT |  | 1-389 | B03 | B03 | Fixed | YNH-AED-B03 | YNH0000752 | 305044 | Philips Medical |  | Monitor Emergency Department | N/A | [5 empty] | Philips Server
YSC | 220 | YNH EMERGENCY ADULT |  | 1-388 | B04 | B04 | Fixed | YNH-AED-B04 | YNH0000753 | 305045 | Philips Medical |  | Monitor Emergency Department | N/A | [5 empty] | Philips Server
YSC | 221 | YNH EMERGENCY ADULT |  | 1-387 | B05 | B05 | Fixed | YNH-AED-B05 | YNH0000754 | 305046 | Philips Medical |  | Monitor Emergency Department | N/A | [5 empty] | Philips Server
YSC | 222 | YNH EMERGENCY ADULT |  | 1-386 | B06 | B06 | Fixed | YNH-AED-B06 | YNH0000755 | 305047 | Philips Medical |  | Monitor Emergency Department | N/A | [5 empty] | Philips Server
YSC | 223 | YNH EMERGENCY ADULT |  | 1-385 | B07 | B07 | Fixed | YNH-AED-B07 | YNH0000756 | 305048 | Philips Medical |  | Monitor Emergency Department | N/A | [5 empty] | Philips Server
YSC | 224 | YNH EMERGENCY ADULT |  | 1-384 | B08 | B08 | Fixed | YNH-AED-B08 | YNH0000757 | 305049 | Philips Medical |  | Monitor Emergency Department | N/A | [5 empty] | Philips Server
YSC | 225 | YNH EMERGENCY ADULT |  | 1-382 | B09 | B09 | Fixed | YNH-AED-B09 | YNH0000758 | 305050 | Philips Medical |  | Monitor Emergency Department | N/A | [5 empty] | Philips Server
YSC | 226 | YNH EMERGENCY ADULT |  | 1-381 | B10 | B10 | Fixed | YNH-AED-B10 | YNH0000759 | 305051 | Philips Medical |  | Monitor Emergency Department | N/A | [5 empty] | Philips Server
YSC | 227 | YNH EMERGENCY ADULT |  | 1-380 | B11 | B11 | Fixed | YNH-AED-B11 | YNH0000760 | 305052 | Philips Medical |  | Monitor Emergency Department | N/A | [5 empty] | Philips Server
YSC | 228 | YNH EMERGENCY ADULT |  | 1-379 | B12 | B12 | Fixed | YNH-AED-B12 | YNH0000761 | 305053 | Philips Medical |  | Monitor Emergency Department | N/A | [5 empty] | Philips Server
YSC | 229 | YNH EMERGENCY ADULT |  | 1-378 | B13 | B13 | Fixed | YNH-AED-B13 | YNH0000762 | 305054 | Philips Medical |  | Monitor Emergency Department | N/A | [5 empty] | Philips Server
YSC | 230 | YNH EMERGENCY ADULT |  | 1-377 | B14 | B14 | Fixed | YNH-AED-B14 | YNH0000763 | 305055 | Philips Medical |  | Monitor Emergency Department | N/A | [5 empty] | Philips Server
YSC | 231 | YNH EMERGENCY ADULT |  | 1-374 | B15 | B15 | Fixed | YNH-AED-B15 | YNH0000764 | 305056 | Philips Medical |  | Monitor Emergency Department | N/A | [5 empty] | Philips Server
YSC | 232 | YNH EMERGENCY ADULT |  | 1-373 | B16 | B16 | Fixed | YNH-AED-B16 | YNH0000765 | 305057 | Philips Medical |  | Monitor Emergency Department | N/A | [5 empty] | Philips Server
YSC | 233 | YNH EMERGENCY ADULT |  | 1-244 | C01 | C01 | Fixed | YNH-AED-C01 | YNH0000327 | 304541 | Philips Medical | Intellivue MP5 | Monitor Emergency Department | N/A |  | M8105A | H.15.41 | DE91351095 | H52593 | Philips Server
YSC | 234 | YNH EMERGENCY ADULT |  | 1-245 | C02 | C02 | Fixed | YNH-AED-C02 | YNH0000328 | 304542 | Philips Medical | Intellivue MP5 | Monitor Emergency Department | N/A |  | M8105A | H.15.41 | DE91351098 | H52594 | Philips Server
YSC | 235 | YNH EMERGENCY ADULT |  | 1-241 | C03 | C03 | Fixed | YNH-AED-C03 | YNH0000329 | 304543 | Philips Medical | Intellivue MP5 | Monitor Emergency Department | N/A |  | M8105A | H.15.41 | DE91351076 | H52592 | Philips Server
YSC | 236 | YNH EMERGENCY ADULT |  | 1-240 | C04 | C04 | Fixed | YNH-AED-C04 | YNH0000330 | 304544 | Philips Medical | Intellivue MP5 | Monitor Emergency Department | N/A |  | M8105A | H.15.41 | DE91351072 | H52591 | Philips Server
YSC | 237 | YNH EMERGENCY ADULT |  | 1-239 | C05 | C05 | Fixed | YNH-AED-C05 | YNH0000331 | 304545 | Philips Medical | Intellivue MP5 | Monitor Emergency Department | N/A |  | M8105A | H.15.41 | DE91351070 | H52590 | Philips Server
YSC | 238 | YNH EMERGENCY ADULT |  | 1-236 | C06 | C06 | Fixed | YNH-AED-C06 | YNH0000332 | 304546 | Philips Medical | Intellivue MP5 | Monitor Emergency Department | N/A |  | M8105A | H.15.41 | DE91351069 | H52589 | Philips Server
YSC | 239 | YNH EMERGENCY ADULT |  | 1-235 | C07 | C07 | Fixed | YNH-AED-C07 | YNH0000333 | 304547 | Philips Medical | Intellivue MP5 | Monitor Emergency Department | N/A |  | M8105A | H.15.41 | DE91351068 | H52588 | Philips Server
YSC | 240 | YNH EMERGENCY ADULT |  | 1-234 | C08 | C08 | Fixed | YNH-AED-C08 | YNH0000334 | 304548 | Philips Medical | Intellivue MP5 | Monitor Emergency Department | N/A |  | M8105A | H.15.41 | DE91351066 | H52587 | Philips Server
YSC | 241 | YNH EMERGENCY ADULT |  | 1-233 | C09 | C09 | Fixed | YNH-AED-C09 | YNH0000335 | 304549 | Philips Medical | Intellivue MP5 | Monitor Emergency Department | N/A |  | M8105A | H.15.41 | DE91351064 | H52586 | Philips Server
YSC | 242 | YNH EMERGENCY ADULT |  | 1-232 | C10 | C10 | Fixed | YNH-AED-C10 | YNH0000336 | 304550 | Philips Medical | Intellivue MP5 | Monitor Emergency Department | N/A |  | M8105A | H.15.41 | DE91351062 | H52585 | Philips Server
YSC | 243 | YNH EMERGENCY ADULT |  | 1-231 | C11 | C11 | Fixed | YNH-AED-C11 | YNH0000337 | 304551 | Philips Medical | Intellivue MP5 | Monitor Emergency Department | N/A |  | M8105A | H.15.41 | DE91351061 | H52584 | Philips Server
YSC | 244 | YNH EMERGENCY ADULT |  | 1-230 | C12 | C12 | Fixed | YNH-AED-C12 | YNH0000338 | 304552 | Philips Medical | Intellivue MP5 | Monitor Emergency Department | N/A |  | M8105A | H.15.41 | DE91351060 | H52583 | Philips Server
YSC | 245 | YNH EMERGENCY ADULT |  | 1-229 | C13 | C13 | Fixed | YNH-AED-C13 | YNH0000339 | 304553 | Philips Medical | Intellivue MP5 | Monitor Emergency Department | N/A |  | M8105A | H.15.41 | DE91351058 | H52582 | Philips Server
YSC | 246 | YNH EMERGENCY ADULT |  | 1-228 | C14 | C14 | Fixed | YNH-AED-C14 | YNH0000340 | 304554 | Philips Medical | Intellivue MP5 | Monitor Emergency Department | N/A |  | M8105A | H.15.41 | DE91351057 | H52581 | Philips Server
YSC | 247 | YNH EMERGENCY ADULT |  | 1-227 | C15 | C15 | Fixed | YNH-AED-C15 | YNH0000341 | 304555 | Philips Medical | Intellivue MP5 | Monitor Emergency Department | N/A |  | M8105A | H.15.41 | DE91351056 | H52580 | Philips Server
YSC | 248 | YNH EMERGENCY ADULT |  | 1-224 | C16 | C16 | Fixed | YNH-AED-C16 | YNH0000342 | 304556 | Philips Medical | Intellivue MP5 | Monitor Emergency Department | N/A |  | M8105A | H.15.41 | DE91351053 | H52579 | Philips Server
YSC | 249 | YNH EMERGENCY ADULT |  | 1-223 | C17 | C17 | Fixed | YNH-AED-C17 | YNH0000343 | 304557 | Philips Medical | Intellivue MP5 | Monitor Emergency Department | N/A |  | M8105A | H.15.41 | DE91351047 | H52578 | Philips Server
YSC | 250 | YNH EMERGENCY ADULT |  | 1-222 | C18 | C18 | Fixed | YNH-AED-C18 | YNH0000344 | 304558 | Philips Medical | Intellivue MP5 | Monitor Emergency Department | N/A |  | M8105A | H.15.41 | DE91351044 | H52577 | Philips Server
YSC | 251 | YNH EMERGENCY ADULT |  | 1-221 | C19 | C19 | Fixed | YNH-AED-C19 | YNH0000345 | 304559 | Philips Medical | Intellivue MP5 | Monitor Emergency Department | N/A |  | M8105A | H.15.41 | DE91351043 | H52576 | Philips Server
YSC | 252 | YNH EMERGENCY ADULT |  | 1-251 | CP01 | CP1 | Fixed | YNH-AED-CP1 | YNH0000346 | 304560 | Philips Medical | Intellivue MP2 | Monitor Emergency Department | N/A |  | M8102A | H.15.41 | DE03712369 | H52564 | Philips Server
YSC | 253 | YNH EMERGENCY ADULT |  | 1-252 | CP02 | CP2 | Fixed | YNH-AED-CP2 | YNH0000347 | 304561 | Philips Medical | Intellivue MP2 | Monitor Emergency Department | N/A |  | M8102A | H.15.41 | DE03712402 | H52565 | Philips Server
YSC | 254 | YNH EMERGENCY ADULT |  | 1-253 | CP03 | CP3 | Fixed | YNH-AED-CP3 | YNH0000348 | 304562 | Philips Medical | Intellivue MP2 | Monitor Emergency Department | N/A |  | M8102A | H.15.41 | DE03712405 | H52566 | Philips Server
YSC | 255 | YNH EMERGENCY ADULT |  | 1-254 | CP04 | CP4 | Fixed | YNH-AED-CP4 | YNH0000349 | 304563 | Philips Medical | Intellivue MP2 | Monitor Emergency Department | N/A |  | M8102A | H.15.41 | DE03712406 | H52567 | Philips Server
YSC | 256 | YNH EMERGENCY ADULT |  | 1-256 | CP05 | CP5 | Fixed | YNH-AED-CP5 | YNH0000350 | 304564 | Philips Medical | Intellivue MP2 | Monitor Emergency Department | N/A |  | M8102A | H.15.41 | DE03712410 | H52568 | Philips Server
YSC | 257 | YNH EMERGENCY ADULT |  | 1-257 | CP06 | CP6 | Fixed | YNH-AED-CP6 | YNH0000351 | 304565 | Philips Medical | Intellivue MP2 | Monitor Emergency Department | N/A |  | M8102A | H.15.41 | DE03712414 | H52569 | Philips Server
YSC | 258 | YNH EMERGENCY ADULT |  | 1-330A | N/A | R1A | Non-Fixed | YNH-AED-R1A | YNH0000766 | 305058 | Philips Medical |  | Monitor Emergency Department | N/A | [5 empty] | Philips Server
YSC | 259 | YNH EMERGENCY ADULT |  | 1-330B | N/A | R1B | Non-Fixed | YNH-AED-R1B | YNH0000767 | 305059 | Philips Medical |  | Monitor Emergency Department | N/A | [5 empty] | Philips Server
YSC | 260 | YNH EMERGENCY ADULT |  | 1-331A | N/A | R2A | Non-Fixed | YNH-AED-R2A | YNH0000768 | 305060 | Philips Medical |  | Monitor Emergency Department | N/A | [5 empty] | Philips Server
YSC | 261 | YNH EMERGENCY ADULT |  | 1-331B | N/A | R2B | Non-Fixed | YNH-AED-R2B | YNH0000769 | 305061 | Philips Medical |  | Monitor Emergency Department | N/A | [5 empty] | Philips Server
YSC | 262 | YNH EMERGENCY ADULT |  | 1-333A | N/A | R3A | Non-Fixed | YNH-AED-R3A | YNH0000770 | 305062 | Philips Medical |  | Monitor Emergency Department | N/A | [5 empty] | Philips Server
YSC | 263 | YNH EMERGENCY ADULT |  | 1-333B | N/A | R3B | Non-Fixed | YNH-AED-R3B | YNH0000771 | 305063 | Philips Medical |  | Monitor Emergency Department | N/A | [5 empty] | Philips Server
YSC | 264 | YNH EMERGENCY ADULT |  | 1-334A | N/A | R4A | Non-Fixed | YNH-AED-R4A | YNH0000772 | 305064 | Philips Medical |  | Monitor Emergency Department | N/A | [5 empty] | Philips Server
YSC | 265 | YNH EMERGENCY ADULT |  | 1-334B | N/A | R4B | Non-Fixed | YNH-AED-R4B | YNH0000773 | 305065 | Philips Medical |  | Monitor Emergency Department | N/A | [5 empty] | Philips Server
YSC | 266 | YNH HVC PREP HOLD |  | 2-319 | N/A | N/A | Non-Fixed | YNH-SP2 PREP HOLD-M01 | YNH0000352 | 304566 | Philips Medical | Intellivue MP30 | Monitor Philips IntelliVue | N/A |  | M8002A/NB | G.01.73 | DE72868734 | H46125 | B1-CFW
YSC | 267 | YNH HVC PREP HOLD |  | 2-319 | N/A | N/A | Non-Fixed | YNH-SP2 PREP HOLD-M02 | YNH0000353 | 304567 | Philips Medical | Intellivue MP30 | Monitor Philips IntelliVue | N/A |  | M8002A/NB | G.01.73 | DE54020732 | H39862 | B1-CFW
YSC | 268 | YNH HVC PREP HOLD |  | 2-319 | N/A | N/A | Non-Fixed | YNH-SP2 PREP HOLD-M03 | YNH0000354 | 304568 | Philips Medical | Intellivue MP30 | Monitor Philips IntelliVue | N/A |  | M8002A/NB | G.01.73 | DE72868736 | H46126 | B1-CFW
YSC | 269 | YNH HVC PREP HOLD |  | 2-319 | N/A | N/A | Non-Fixed | YNH-SP2 PREP HOLD-M04 | YNH0000355 | 304569 | Philips Medical | Intellivue MP30 | Monitor Philips IntelliVue | N/A |  | M8002A/NB | G.01.73 | DE52611821 | H37900 | B1-CFW
YSC | 270 | YNH HVC PREP HOLD |  | 2-319 | N/A | N/A | Non-Fixed | YNH-SP2 PREP HOLD-M05 | YNH0000356 | 304570 | Philips Medical | Intellivue MP30 | Monitor Philips IntelliVue | N/A |  | M8002A/NB | G.01.73 | DE52611820 | H37899 | B1-CFW
YSC | 271 | YNH HVC PREP HOLD |  | 2-319 | N/A | N/A | Non-Fixed | YNH-SP2 PREP HOLD-M06 | YNH0000357 | 304571 | Philips Medical | Intellivue MP30 | Monitor Philips IntelliVue | N/A |  | M8002A/NB | G.01.73 | DE72868753 | H46127 | B1-CFW
YSC | 272 | YNH HVC PREP HOLD |  | 2-319 | N/A | N/A | Non-Fixed | YNH-SP2 PREP HOLD-M07 | YNH0000358 | 304572 | Philips Medical | Intellivue MP30 | Monitor Philips IntelliVue | N/A |  | M8002A/NB | G.01.73 | DE54020737 | H39863 | B1-CFW
YSC | 273 | YNH HVC PREP HOLD |  | 2-319 | N/A | N/A | Non-Fixed | YNH-SP2 PREP HOLD-M08 | YNH0000359 | 304573 | Philips Medical | Intellivue MP30 | Monitor Philips IntelliVue | N/A |  | M8002A/NB | G.01.73 | DE54020715 | H39861 | B1-CFW
YSC | 274 | YNH HVC PREP HOLD |  | 2-319B | N/A | N/A | Non-Fixed | YNH-SP2 PREP HOLD-M10 | YNH0000360 | 304575 | Philips Medical | Intellivue MP30 | Monitor Philips IntelliVue | N/A |  | M8002A/NB | G.01.73 | DE54020739 | H39864 | B1-CFW
YSC | 275 | YNH DR CT, YNH DR NUCLEAR MEDICINE/PET, YNH DR WP PEDI XRAY, YNH DR XRAY, YNH ECHOCARDIOGRAPHY, YNH HVC PREP HOLD, YNH NUCMED CARDIOLOGY, YNH SMILOW CT, YNH SMILOW XRAY | 304054 | Mobile | N/A | N/A | Non-Fixed | YNH-DR-M01 | YNH0000361 | 304574 | Philips Medical | Intellivue MP70 | Monitor Philips IntelliVue | N/A |  | M8007A | D.00.58 | DE54941109 | H39606 | B1-CFW
YSC | 276 | YNH DR CT, YNH DR NUCLEAR MEDICINE/PET, YNH DR WP PEDI XRAY, YNH DR XRAY, YNH ECHOCARDIOGRAPHY, YNH HVC PREP HOLD, YNH NUCMED CARDIOLOGY, YNH SMILOW CT, YNH SMILOW XRAY | 304054 | 2-203 | N/A | N/A | Non-Fixed | YNH-DR-M02 | YNH0000362 | 304578 | Philips Medical | Intellivue MP30 | Monitor Philips IntelliVue | N/A |  | M8002A/NB | G.01.73 | DE72871062 | H46416 | B1-CFW
YSC | 277 | YNH DR CT, YNH DR NUCLEAR MEDICINE/PET, YNH DR WP PEDI XRAY, YNH DR XRAY, YNH ECHOCARDIOGRAPHY, YNH HVC PREP HOLD, YNH NUCMED CARDIOLOGY, YNH SMILOW CT, YNH SMILOW XRAY | 304054 | 2-114 | N/A | N/A | Non-Fixed | YNH-DR-M03 | YNH0000774 | 305068 | Philips Medical | Intellivue MP30 | Monitor Philips IntelliVue | N/A |  | M8002A |  | DE52614401 | H38421 | B1-CFW
YSC | 278 | YNH DR CT, YNH DR NUCLEAR MEDICINE/PET, YNH DR WP PEDI XRAY, YNH DR XRAY, YNH ECHOCARDIOGRAPHY, YNH HVC PREP HOLD, YNH NUCMED CARDIOLOGY, YNH SMILOW CT, YNH SMILOW XRAY | 304054 | 2-203C | N/A | N/A | Non-Fixed | YNH-DR-M04 | YNH0000775 | 305069 | Philips Medical | M1177A | Monitor Philips Viridia | N/A |  | Viridia CMS | L/10.20 | 3920G12940 | H31683 | CBCC346253
YSC | 279 | YNH DR CT, YNH DR NUCLEAR MEDICINE/PET, YNH DR WP PEDI XRAY, YNH DR XRAY, YNH ECHOCARDIOGRAPHY, YNH HVC PREP HOLD, YNH NUCMED CARDIOLOGY, YNH SMILOW CT, YNH SMILOW XRAY | 304054 | 2-203B (Wall Mounted) | N/A | N/A | Non-fixed | YNH-DR-M05 | YNH0001003 | 305634 | Philips Medical | Intellivue MP30 | Monitor Philips IntelliVue | N/A |  | M8002A |  |  | H60732 | B1-CFW
YSC | 280 | YNH DR CT, YNH DR NUCLEAR MEDICINE/PET, YNH DR WP PEDI XRAY, YNH DR XRAY, YNH ECHOCARDIOGRAPHY, YNH HVC PREP HOLD, YNH NUCMED CARDIOLOGY, YNH SMILOW CT, YNH SMILOW XRAY | 304054 | Mobile | N/A | N/A | Non-Fixed | YNH-DR-M06 | YNH0001004 | 305643 | Philips Medical | Intellivue MP30 | Monitor Philips IntelliVue | N/A |  | M8002A |  |  |  | B1-CFW
YSC | 281 | YNH SPOR HOLDING AREA |  | 3-403 | N/A | N/A | Non-Fixed | YNH-SP3 HOLD-M01 | YNH0000368 | 304582 | Datex, Inc. | S/5 Monitor | Monitor Datex S/5 | N/A |  | F-CM1-04 |  | 6217536 | H41838 | B1-CFT
YSC | 282 | YNH SPOR HOLDING AREA |  | 3-403 | N/A | N/A | Non-Fixed | YNH-SP3 HOLD-M02 | YNH0000369 | 304583 | Datex, Inc. | S/5 Monitor | Monitor Datex S/5 | N/A |  | F-CM1-04 |  | 6189379 | H41837 | B1-CFT
YSC | 283 | YNH SPOR HOLDING AREA |  | 3-403 | N/A | N/A | Non-Fixed | YNH-SP3 HOLD-M05 | YNH0000370 | 304584 | Datex, Inc. | S/5 Monitor | Monitor Datex S/5 | N/A |  | F-CM1-04 |  | 6217517 | H41836 | B1-CFT
YSC | 284 | YNH SP PACU |  | 3-402 | N/A | N/A | Non-Fixed | YNH-SP3 PACU-M01 | YNH0000371 | 304585 | Datex, Inc. | S/5 Monitor | Monitor Datex S/5 | N/A |  | F-CM1-04 |  | 6217581 | H41804 | B1-CFT
YSC | 285 | YNH SP PACU |  | 3-402 | N/A | N/A | Non-Fixed | YNH-SP3 PACU-M02 | YNH0000372 | 304586 | Datex, Inc. | S/5 Monitor | Monitor Datex S/5 | N/A |  | F-CM1-04 |  | 6217637 | H41787 | B1-CFT
YSC | 286 | YNH SP PACU |  | 3-402 | N/A | N/A | Non-Fixed | YNH-SP3 PACU-M03 | YNH0000373 | 304587 | Datex, Inc. | S/5 Monitor | Monitor Datex S/5 | N/A |  | F-CM1-04 |  | 6223688 | H41798 | B1-CFT
YSC | 287 | YNH SP PACU |  | 3-402 | N/A | N/A | Non-Fixed | YNH-SP3 PACU-M04 | YNH0000374 | 304588 | Datex, Inc. | S/5 Monitor | Monitor Datex S/5 | N/A |  | F-CM1-04 |  | 6223587 | H41790 | B1-CFT
YSC | 288 | YNH SP PACU |  | 3-402 | N/A | N/A | Non-Fixed | YNH-SP3 PACU-M05 | YNH0000375 | 304589 | Datex, Inc. | S/5 Monitor | Monitor Datex S/5 | N/A |  | F-CM1-04 |  | 6223689 | H41793 | B1-CFT
YSC | 289 | YNH SP PACU |  | 3-402 | N/A | N/A | Non-Fixed | YNH-SP3 PACU-M06 | YNH0000376 | 304590 | Datex, Inc. | S/5 Monitor | Monitor Datex S/5 | N/A |  | F-CM1-04 |  | 6223580 | H41802 | B1-CFT
YSC | 290 | YNH SP PACU |  | 3-402 | N/A | N/A | Non-Fixed | YNH-SP3 PACU-M07 | YNH0000377 | 304591 | Datex, Inc. | S/5 Monitor | Monitor Datex S/5 | N/A |  | F-CM1-04 |  | 6223585 | H41797 | B1-CFT
YSC | 291 | YNH SP PACU |  | 3-402 | N/A | N/A | Non-Fixed | YNH-SP3 PACU-M08 | YNH0000378 | 304592 | Datex, Inc. | S/5 Monitor | Monitor Datex S/5 | N/A |  | F-CM1-04 |  | 6217635 | H41789 | B1-CFT
YSC | 292 | YNH SP PACU |  | 3-402 | N/A | N/A | Non-Fixed | YNH-SP3 PACU-M09 | YNH0000379 | 304593 | Datex, Inc. | S/5 Monitor | Monitor Datex S/5 | N/A |  | F-CM1-04 |  | 6223674 | H41800 | B1-CFT
YSC | 293 | YNH SP PACU |  | 3-402 | N/A | N/A | Non-Fixed | YNH-SP3 PACU-M10 | YNH0000380 | 304594 | Datex, Inc. | S/5 Monitor | Monitor Datex S/5 | N/A |  | F-CM1-04 |  | 6223595 | H41792 | B1-CFT
YSC | 294 | YNH SP PACU |  | 3-402 | N/A | N/A | Non-Fixed | YNH-SP3 PACU-M11 | YNH0000381 | 304595 | Datex, Inc. | S/5 Monitor | Monitor Datex S/5 | N/A |  | F-CM1-04 |  | 6223717 | H41795 | B1-CFT
YSC | 295 | YNH SP PACU |  | 3-402 | N/A | N/A | Non-Fixed | YNH-SP3 PACU-M12 | YNH0000382 | 304596 | Datex, Inc. | S/5 Monitor | Monitor Datex S/5 | N/A |  | F-CM1-04 |  | 6223645 | H41805 | B1-CFT
YSC | 296 | YNH SP PACU |  | 3-402 | N/A | N/A | Non-Fixed | YNH-SP3 PACU-M13 | YNH0000383 | 304597 | Datex, Inc. | S/5 Monitor | Monitor Datex S/5 | N/A |  | F-CM1-04 |  | 6223645 | H41801 | B1-CFT
YSC | 297 | YNH SP PACU |  | 3-402 | N/A | N/A | Non-Fixed | YNH-SP3 PACU-M14 | YNH0000384 | 304598 | Datex, Inc. | S/5 Monitor | Monitor Datex S/5 | N/A |  | F-CM1-05 |  | 6627325 | H48445 | B1-CFT
YSC | 298 | YNH SP PACU |  | 3-402 | N/A | N/A | Non-Fixed | YNH-SP3 PACU-M15 | YNH0000992 | 305350 | Datex, Inc. | S/5 Monitor | Monitor Datex S/5 | N/A |  | F-CM1-05 |  | 6627321 | H48444 | B1-CFT
YSC | 299 | YNH SP PACU |  | 3-402 | N/A | N/A | Non-Fixed | YNH-SP3 PACU-M16 | YNH0000385 | 304599 | Datex, Inc. | S/5 Monitor | Monitor Datex S/5 | N/A |  | F-CM1-04 |  | 6223721 | H41794 | B1-CFT
YSC | 300 | YNH SP PACU |  | 3-402 | N/A | N/A | Non-Fixed | YNH-SP3 PACU-M17 | YNH0000386 | 304600 | Datex, Inc. | S/5 Monitor | Monitor Datex S/5 | N/A |  | F-CM1-04 |  | 6217516 | H41791 | B1-CFT
YSC | 301 | YNH SP PACU |  | 3-402E | N/A | N/A | Non-Fixed | YNH-SP3 PACU-M19 | YNH0000387 | 304601 | Datex, Inc. | S/5 Monitor | Monitor Datex S/5 | N/A |  | F-CM1-04 |  | 6217521 | H41796 | B1-CFT
YSC | 302 | YNH SP 51 CORONARY CARE UNIT |  | 5-102 | 5102-A | 5-102 | Fixed | YNH-SP51 CCU-M5102 | YNH0000388 | 304602 | Philips Medical | Intellivue MP70 | Monitor Philips IntelliVue | N/A |  | M8007A | D.00.58 | DE52032307 | H37529 | Philips Server
YSC | 303 | YNH SP 51 CORONARY CARE UNIT |  | 5-104 | 5104-A | 5-104 | Fixed | YNH-SP51 CCU-M5104 | YNH0000389 | 304603 | Philips Medical | Intellivue MP70 | Monitor Philips IntelliVue | N/A |  | M8007A | D.00.58 | DE52032312 | H37530 | Philips Server
YSC | 304 | YNH SP 51 CORONARY CARE UNIT |  | 5-106 | 5106-A | 5-106 | Fixed | YNH-SP51 CCU-M5106 | YNH0000390 | 304604 | Philips Medical | Intellivue MP70 | Monitor Philips IntelliVue | N/A |  | M8007A | D.00.58 | DE52032314 | H37531 | Philips Server
YSC | 305 | YNH SP 51 CORONARY CARE UNIT |  | 5-108 | 5108-A | 5-108 | Fixed | YNH-SP51 CCU-M5108 | YNH0000391 | 304605 | Philips Medical | Intellivue MP70 | Monitor Philips IntelliVue | N/A |  | M8007A | D.00.58 | DE52032315 | H37532 | Philips Server
YSC | 306 | YNH SP 51 CORONARY CARE UNIT |  | 5-110 | 5110-A | 5-110 | Fixed | YNH-SP51 CCU-M5110 | YNH0000392 | 304606 | Philips Medical | Intellivue MP70 | Monitor Philips IntelliVue | N/A |  | M8007A | D.00.58 | DE52032316 | H37533 | Philips Server
YSC | 307 | YNH SP 51 CORONARY CARE UNIT |  | 5-112 | 5112-A | 5-112 | Fixed | YNH-SP51 CCU-M5112 | YNH0000393 | 304607 | Philips Medical | Intellivue MP70 | Monitor Philips IntelliVue | N/A |  | M8007A | D.00.58 | DE52032317 | H37534 | Philips Server
YSC | 308 | YNH SP 51 CORONARY CARE UNIT |  | 5-114 | 5114-A | 5-114 | Fixed | YNH-SP51 CCU-M5114 | YNH0000394 | 304608 | Philips Medical | Intellivue MP70 | Monitor Philips IntelliVue | N/A |  | M8007A | D.00.58 | DE52032319 | H37535 | Philips Server
YSC | 309 | YNH SP 51 CORONARY CARE UNIT |  | 5-116 | 5116-A | 5-116 | Fixed | YNH-SP51 CCU-M5116 | YNH0000395 | 304609 | Philips Medical | Intellivue MP70 | Monitor Philips IntelliVue | N/A |  | M8007A | D.00.58 | DE52032320 | H37536 | Philips Server
YSC | 310 | YNH SP 51 CORONARY CARE UNIT |  | 5-118 | 5118-A | 5-118 | Fixed | YNH-SP51 CCU-M5118 | YNH0000396 | 304610 | Philips Medical | Intellivue MP70 | Monitor Philips IntelliVue | N/A |  | M8007A | D.00.58 | DE52032321 | H37537 | Philips Server
YSC | 311 | YNH SP 51 CORONARY CARE UNIT |  | 5-120 | 5120-A | 5-120 | Fixed | YNH-SP51 CCU-M5120 | YNH0000397 | 304611 | Philips Medical | Intellivue MP70 | Monitor Philips IntelliVue | N/A |  | M8007A | D.00.58 | DE52032331 | H37538 | Philips Server
YSC | 312 | YNH SP 51 CORONARY CARE UNIT |  | 5-122 | 5122-A | 5-122 | Fixed | YNH-SP51 CCU-M5122 | YNH0000398 | 304612 | Philips Medical | Intellivue MP70 | Monitor Philips IntelliVue | N/A |  | M8007A | D.00.58 | DE52032338 | H37539 | Philips Server
YSC | 313 | YNH SP 51 CORONARY CARE UNIT |  | 5-124 | 5124-A | 5-124 | Fixed | YNH-SP51 CCU-M5124 | YNH0000399 | 304613 | Philips Medical | Intellivue MP70 | Monitor Philips IntelliVue | N/A |  | M8007A | D.00.58 | DE52032339 | H37540 | Philips Server
YSC | 314 | YNH SP 51 CORONARY CARE UNIT |  | 5-126 | 5126-A | 5-126 | Fixed | YNH-SP51 CCU-M5126 | YNH0000400 | 304614 | Philips Medical | Intellivue MP70 | Monitor Philips IntelliVue | N/A |  | M8007A | D.00.58 | DE52032340 | H37541 | Philips Server
YSC | 315 | YNH SP 51 CORONARY CARE UNIT |  | 5-128 | 5128-A | 5-128 | Fixed | YNH-SP51 CCU-M5128 | YNH0000401 | 304615 | Philips Medical | Intellivue MP70 | Monitor Philips IntelliVue | N/A |  | M8007A | D.00.58 | DE52032341 | H37542 | Philips Server
YSC | 316 | YNH SP 53 MEDICINE |  | 5-316 | 5316-A | 5-316 | Fixed | YNH-SP53 MED-M5316 | YNH0000402 | 304616 | Philips Medical | Intellivue MP50 | Monitor Philips IntelliVue | N/A |  | M8004A | D.00.58 | DE44017066 | H37349 | Philips Server
YSC | 317 | YNH SP 53 MEDICINE |  | 5-318 | 5318-A | 5-318 | Fixed | YNH-SP53 MED-M5318 | YNH0000403 | 304617 | Philips Medical | Intellivue MP50 | Monitor Philips IntelliVue | N/A |  | M8004A | D.00.58 | DE44017067 | H37350 | Philips Server
YSC | 318 | YNH SP 53 MEDICINE |  | 5-320 | 5320-A | 5-320 | Fixed | YNH-SP53 MED-M5320 | YNH0000404 | 304618 | Philips Medical | Intellivue MP50 | Monitor Philips IntelliVue | N/A |  | M8004A | D.00.58 | DE44017068 | H37351 | Philips Server
YSC | 319 | YNH SP 54 SURGERY |  | 5-402 | 5402-A | 5-402 | Fixed | YNH-SP54 SURG-M5402 | YNH0000405 | 304619 | Philips Medical | Intellivue MP50 | Monitor Philips IntelliVue | N/A |  | M8004A | D.00.58 | DE44013112 | H36428 | Philips Server
YSC | 320 | YNH SP 54 SURGERY |  | 5-404 | 5404-A | 5-404 | Fixed | YNH-SP54 SURG-M5404 | YNH0000406 | 304620 | Philips Medical | Intellivue MP50 | Monitor Philips IntelliVue | N/A |  | M8004A | D.00.58 | DE44013117 | H36429 | Philips Server
YSC | 321 | YNH SP 54 SURGERY |  | 5-406 | 5406-A | 5-406 | Fixed | YNH-SP54 SURG-M5406 | YNH0000407 | 304621 | Philips Medical | Intellivue MP50 | Monitor Philips IntelliVue | N/A |  | M8004A | D.00.58 | DE44013122 | H36430 | Philips Server
YSC | 322 | YNH SP 54 SURGERY |  | 5-408 | 5408-A | 5-408 | Fixed | YNH-SP54 SURG-M5408 | YNH0000408 | 304622 | Philips Medical | Intellivue MP50 | Monitor Philips IntelliVue | N/A |  | M8004A | D.00.58 | DE44013138 | H36431 | Philips Server
YSC | 323 | YNH SP 54 SURGERY |  | 5-410 | 5410-A | 5-410 | Fixed | YNH-SP54 SURG-M5410 | YNH0000409 | 304623 | Philips Medical | Intellivue MP50 | Monitor Philips IntelliVue | N/A |  | M8004A | D.00.58 | DE44013148 | H36432 | Philips Server
YSC | 324 | YNH SP 54 SURGERY |  | 5-412 | 5412-A | 5-412 | Fixed | YNH-SP54 SURG-M5412 | YNH0000410 | 304624 | Philips Medical | Intellivue MP50 | Monitor Philips IntelliVue | N/A |  | M8004A | D.00.58 | DE44013150 | H36434 | Philips Server
YSC | 325 | YNH SP 54 SURGERY |  | 5-414 | 5414-A | 5-414 | Fixed | YNH-SP54 SURG-M5414 | YNH0000411 | 304625 | Philips Medical | Intellivue MP50 | Monitor Philips IntelliVue | N/A |  | M8004A | D.00.58 | DE44017088 | H37356 | Philips Server
YSC | 326 | YNH SP 54 SURGERY |  | 5-416 | 5416-A | 5-416 | Fixed | YNH-SP54 SURG-M5416 | YNH0000412 | 304626 | Philips Medical | Intellivue MP50 | Monitor Philips IntelliVue | N/A |  | M8004A | D.00.58 | DE44017070 | H37353 | Philips Server
YSC | 327 | YNH SP 54 SURGERY |  | 5-418 | 5418-A | 5-418 | Fixed | YNH-SP54 SURG-M5418 | YNH0000413 | 304627 | Philips Medical | Intellivue MP50 | Monitor Philips IntelliVue | N/A |  | M8004A | D.00.58 | DE44017069 | H37352 | Philips Server
YSC | 328 | YNH SP 54 SURGERY |  | 5-420 | 5420-A | 5-420 | Fixed | YNH-SP54 SURG-M5420 | YNH0000414 | 304628 | Philips Medical | Intellivue MP50 | Monitor Philips IntelliVue | N/A |  | M8004A | D.00.58 | DE44017074 | H37354 | Philips Server
YSC | 329 | YNH SP 54 SURGERY |  | 5-422 | 5422-A | 5-422 | Fixed | YNH-SP54 SURG-M5422 | YNH0000415 | 304629 | Philips Medical | Intellivue MP50 | Monitor Philips IntelliVue | N/A |  | M8004A | D.00.58 | DE44017075 | H37355 | Philips Server
YSC | 330 | YNH SP 54 SURGERY |  | 5-424 | 5424-A | 5-424 | Fixed | YNH-SP54 SURG-M5424 | YNH0000416 | 304630 | Philips Medical | Intellivue MP50 | Monitor Philips IntelliVue | N/A |  | M8004A | D.00.58 | DE44017043 | H37342 | Philips Server
YSC | 331 | YNH SP 54 SURGERY |  | 5-426 | 5426-A | 5-426 | Fixed | YNH-SP54 SURG-M5426 | YNH0000417 | 304631 | Philips Medical | Intellivue MP50 | Monitor Philips IntelliVue | N/A |  | M8004A | D.00.58 | DE44017042 | H37341 | Philips Server
YSC | 332 | YNH SP 54 SURGERY |  | 5-428 | 5428-A | 5-428 | Fixed | YNH-SP54 SURG-M5428 | YNH0000418 | 304632 | Philips Medical | Intellivue MP50 | Monitor Philips IntelliVue | N/A |  | M8004A | D.00.58 | DE44017037 | H37339 | Philips Server
YSC | 333 | YNH SP 61 SURGICAL ICU |  | 6-102 | 6102-A | 6-102 | Fixed | YNH-SP61 SICU-M6102 | YNH0000419 | 304633 | Philips Medical | Intellivue MP70 | Monitor Philips IntelliVue | N/A |  | M8007A | D.00.58 | DE52032668 | H37682 | Philips Server
YSC | 334 | YNH SP 61 SURGICAL ICU |  | 6-104 | 6104-A | 6-104 | Fixed | YNH-SP61 SICU-M6104 | YNH0000420 | 304634 | Philips Medical | Intellivue MP70 | Monitor Philips IntelliVue | N/A |  | M8007A | D.00.58 | DE52032671 | H37683 | Philips Server
YSC | 335 | YNH SP 61 SURGICAL ICU |  | 6-106 | 6106-A | 6-106 | Fixed | YNH-SP61 SICU-M6106 | YNH0000421 | 304635 | Philips Medical | Intellivue MP70 | Monitor Philips IntelliVue | N/A |  | M8007A | D.00.58 | DE52032672 | H37684 | Philips Server
YSC | 336 | YNH SP 61 SURGICAL ICU |  | 6-108 | 6108-A | 6-108 | Fixed | YNH-SP61 SICU-M6108 | YNH0000422 | 304636 | Philips Medical | Intellivue MP70 | Monitor Philips IntelliVue | N/A |  | M8007A | D.00.58 | DE52032673 | H37685 | Philips Server
YSC | 337 | YNH SP 61 SURGICAL ICU |  | 6-110 | 6110-A | 6-110 | Fixed | YNH-SP61 SICU-M6110 | YNH0000423 | 304637 | Philips Medical | Intellivue MP70 | Monitor Philips IntelliVue | N/A |  | M8007A | D.00.58 | DE52032682 | H37686 | Philips Server
YSC | 338 | YNH SP 61 SURGICAL ICU |  | 6-112 | 6112-A | 6-112 | Fixed | YNH-SP61 SICU-M6112 | YNH0000424 | 304638 | Philips Medical | Intellivue MP70 | Monitor Philips IntelliVue | N/A |  | M8007A | D.00.58 | DE52032683 | H37687 | Philips Server
YSC | 339 | YNH SP 61 SURGICAL ICU |  | 6-114 | 6114-A | 6-114 | Fixed | YNH-SP61 SICU-M6114 | YNH0000425 | 304639 | Philips Medical | Intellivue MP70 | Monitor Philips IntelliVue | N/A |  | M8007A | D.00.58 | DE52032684 | H37688 | Philips Server
YSC | 340 | YNH SP 61 SURGICAL ICU |  | 6-116 | 6116-A | 6-116 | Fixed | YNH-SP61 SICU-M6116 | YNH0000426 | 304640 | Philips Medical | Intellivue MP70 | Monitor Philips IntelliVue | N/A |  | M8007A | D.00.58 | DE52032685 | H37689 | Philips Server
YSC | 341 | YNH SP 61 SURGICAL ICU |  | 6-118 | 6118-A | 6-118 | Fixed | YNH-SP61 SICU-M6118 | YNH0000427 | 304641 | Philips Medical | Intellivue MP70 | Monitor Philips IntelliVue | N/A |  | M8007A | D.00.58 | DE52032686 | H37690 | Philips Server
YSC | 342 | YNH SP 61 SURGICAL ICU |  | 6-120 | 6120-A | 6-120 | Fixed | YNH-SP61 SICU-M6120 | YNH0000428 | 304642 | Philips Medical | Intellivue MP70 | Monitor Philips IntelliVue | N/A |  | M8007A | D.00.58 | DE52032687 | H37691 | Philips Server
YSC | 343 | YNH SP 61 SURGICAL ICU |  | 6-122 | 6122-A | 6-122 | Fixed | YNH-SP61 SICU-M6122 | YNH0000429 | 304643 | Philips Medical | Intellivue MP70 | Monitor Philips IntelliVue | N/A |  | M8007A | D.00.58 | DE52032688 | H37692 | Philips Server
YSC | 344 | YNH SP 61 SURGICAL ICU |  | 6-124 | 6124-A | 6-124 | Fixed | YNH-SP61 SICU-M6124 | YNH0000430 | 304644 | Philips Medical | Intellivue MP70 | Monitor Philips IntelliVue | N/A |  | M8007A | D.00.58 | DE52032689 | H37693 | Philips Server
YSC | 345 | YNH SP 61 SURGICAL ICU |  | 6-126 | 6126-A | 6-126 | Fixed | YNH-SP61 SICU-M6126 | YNH0000431 | 304645 | Philips Medical | Intellivue MP70 | Monitor Philips IntelliVue | N/A |  | M8007A | D.00.58 | DE52032699 | H37694 | Philips Server
YSC | 346 | YNH SP 61 SURGICAL ICU |  | 6-128 | 6128-A | 6-128 | Fixed | YNH-SP61 SICU-M6128 | YNH0000432 | 304646 | Philips Medical | Intellivue MP70 | Monitor Philips IntelliVue | N/A |  | M8007A | D.00.58 | DE52032704 | H37695 | Philips Server
YSC | 347 | YNH SP 62 NEUROSURGERY ICU |  | 6-202 | 6202-A | 6-202 | Fixed | YNH-SP62 NICU-M6202 | YNH0000433 | 304647 | Philips Medical | Intellivue MP70 | Monitor Philips IntelliVue | N/A |  | M8007A | D.00.58 | DE52032690 | H37631 | Philips Server
YSC | 348 | YNH SP 62 NEUROSURGERY ICU |  | 6-204 | 6204-A | 6-204 | Fixed | YNH-SP62 NICU-M6204 | YNH0000434 | 304648 | Philips Medical | Intellivue MP70 | Monitor Philips IntelliVue | N/A |  | M8007A | D.00.58 | DE52032691 | H37632 | Philips Server
YSC | 349 | YNH SP 62 NEUROSURGERY ICU |  | 6-206 | 6206-A | 6-206 | Fixed | YNH-SP62 NICU-M6206 | YNH0000435 | 304649 | Philips Medical | Intellivue MP70 | Monitor Philips IntelliVue | N/A |  | M8007A | D.00.58 | DE52032692 | H37633 | Philips Server
YSC | 350 | YNH SP 62 NEUROSURGERY ICU |  | 6-208 | 6208-A | 6-208 | Fixed | YNH-SP62 NICU-M6208 | YNH0000436 | 304650 | Philips Medical | Intellivue MP70 | Monitor Philips IntelliVue | N/A |  | M8007A | D.00.58 | DE52032693 | H37634 | Philips Server
YSC | 351 | YNH SP 62 NEUROSURGERY ICU |  | 6-210 | 6210-A | 6-210 | Fixed | YNH-SP62 NICU-M6210 | YNH0000437 | 304651 | Philips Medical | Intellivue MP70 | Monitor Philips IntelliVue | N/A |  | M8007A | D.00.58 | DE52032695 | H37635 | Philips Server
YSC | 352 | YNH SP 62 NEUROSURGERY ICU |  | 6-212 | 6212-A | 6-212 | Fixed | YNH-SP62 NICU-M6212 | YNH0000438 | 304652 | Philips Medical | Intellivue MP70 | Monitor Philips IntelliVue | N/A |  | M8007A | D.00.58 | DE52032696 | H37636 | Philips Server
YSC | 353 | YNH SP 62 NEUROSURGERY ICU |  | 6-214 | 6214-A | 6-214 | Fixed | YNH-SP62 NICU-M6214 | YNH0000439 | 304653 | Philips Medical | Intellivue MP70 | Monitor Philips IntelliVue | N/A |  | M8007A | D.00.58 | DE52032697 | H37637 | Philips Server
YSC | 354 | YNH SP 62 NEUROSURGERY ICU |  | 6-216 | 6216-A | 6-216 | Fixed | YNH-SP62 NICU-M6216 | YNH0000440 | 304654 | Philips Medical | Intellivue MP70 | Monitor Philips IntelliVue | N/A |  | M8007A | D.00.58 | DE52032701 | H37640 | Philips Server
YSC | 355 | YNH SP 62 NEUROSURGERY ICU |  | 6-218 | 6218-A | 6-218 | Fixed | YNH-SP62 NICU-M6218 | YNH0000441 | 304655 | Philips Medical | Intellivue MP70 | Monitor Philips IntelliVue | N/A |  | M8007A | D.00.58 | DE52032700 | H37639 | Philips Server
YSC | 356 | YNH SP 62 NEUROSURGERY ICU |  | 6-220 | 6220-A | 6-220 | Fixed | YNH-SP62 NICU-M6220 | YNH0000442 | 304656 | Philips Medical | Intellivue MP70 | Monitor Philips IntelliVue | N/A |  | M8007A | D.00.58 | DE52032698 | H37638 | Philips Server
YSC | 357 | YNH SP 62 NEUROSURGERY ICU |  | 6-222 | 6222-A | 6-222 | Fixed | YNH-SP62 NICU-M6222 | YNH0000443 | 304657 | Philips Medical | Intellivue MP70 | Monitor Philips IntelliVue | N/A |  | M8007A | D.00.58 | DE52032702 | H37641 | Philips Server
YSC | 358 | YNH SP 62 NEUROSURGERY ICU |  | 6-224 | 6224-A | 6-224 | Fixed | YNH-SP62 NICU-M6224 | YNH0000444 | 304658 | Philips Medical | Intellivue MP70 | Monitor Philips IntelliVue | N/A |  | M8007A | D.00.58 | DE52032703 | H37642 | Philips Server
YSC | 359 | YNH SP 62 NEUROSURGERY ICU |  | 6-226 | 6226-A | 6-226 | Fixed | YNH-SP62 NICU-M6226 | YNH0000445 | 304659 | Philips Medical | Intellivue MP70 | Monitor Philips IntelliVue | N/A |  | M8007A | D.00.58 | DE52032705 | H37643 | Philips Server
YSC | 360 | YNH SP 62 NEUROSURGERY ICU |  | 6-228 | 6228-A | 6-228 | Fixed | YNH-SP62 NICU-M6228 | YNH0000446 | 304660 | Philips Medical | Intellivue MP70 | Monitor Philips IntelliVue | N/A |  | M8007A | D.00.58 | DE52032719 | H37644 | Philips Server
YSC | 361 | YNH SP 63 SURGERY |  | 6-328 | 6328-A | 6-328 | Fixed | YNH-SP63 SURG-M6328 | YNH0000447 | 304661 | Philips Medical | Intellivue MP30 | Monitor Philips IntelliVue | N/A |  | M8002A/NB | D.00.58 | DE42605310 | H36478 | Philips Server
YSC | 362 | YNH SP 63 SURGERY |  | 6-330D | 6330-A | 6-330A | Fixed | YNH-SP63 SURG-M6330A | YNH0000448 | 304662 | Philips Medical | Intellivue MP30 | Monitor Philips IntelliVue | N/A |  | M8002A/NB | D.00.58 | DE42605308 | H36477 | Philips Server
YSC | 363 | YNH SP 63 SURGERY |  | 6-330W | 6330-B | 6-330B | Fixed | YNH-SP63 SURG-M6330B | YNH0000449 | 304663 | Philips Medical | Intellivue MP30 | Monitor Philips IntelliVue | N/A |  | M8002A/NB | D.00.58 | DE42605305 | H36476 | Philips Server
YSC | 364 | YNH SP 64 SURGERY |  | 6-430 | 6430-A | 6-430 | Fixed | YNH-SP64 SURG-M6430 | YNH0000450 | 304664 | Philips Medical | Intellivue MP50 | Monitor Philips IntelliVue | N/A |  | M8004A | D.00.58 | DE44017059 | H37346 | Philips Server
YSC | 365 | YNH SP 64 SURGERY |  | 6-432D | 6432-A | 6-432A | Fixed | YNH-SP64 SURG-M6432A | YNH0000451 | 304665 | Philips Medical | Intellivue MP50 | Monitor Philips IntelliVue | N/A |  | M8004A | D.00.58 | DE44017060 | H37347 | Philips Server
YSC | 366 | YNH SP 64 SURGERY |  | 6-432W | 6432-B | 6-432B | Fixed | YNH-SP64 SURG-M6432B | YNH0000452 | 304666 | Philips Medical | Intellivue MP50 | Monitor Philips IntelliVue | N/A |  | M8004A | D.00.58 | DE44017065 | H37348 | Philips Server
YSC | 367 | YNH SP 64 SURGERY |  | 6-434 | 6434-A | 6-434 | Fixed | YNH-SP64 SURG-M6434 | YNH0000453 | 304667 | Philips Medical | Intellivue MP50 | Monitor Philips IntelliVue | N/A |  | M8004A | D.00.58 | DE44019037 | H37750 | Philips Server
YSC | 368 | YNH SP 64 SURGERY |  | 6-436 | 6436-A | 6-436 | Fixed | YNH-SP64 SURG-M6436 | YNH0000454 | 304668 | Philips Medical | Intellivue MP50 | Monitor Philips IntelliVue | N/A |  | M8004A | D.00.58 | DE44019040 | H37751 | Philips Server
YSC | 369 | YNH SP 64 SURGERY |  | 6-438 | 6438-A | 6-438 | Fixed | YNH-SP64 SURG-M6438 | YNH0000455 | 304669 | Philips Medical | Intellivue MP50 | Monitor Philips IntelliVue | N/A |  | M8004A | D.00.58 | DE44019047 | H37752 | Philips Server
YSC | 370 | YNH SP 64 SURGERY |  | 6-440 | 6440-A | 6-440 | Fixed | YNH-SP64 SURG-M6440 | YNH0000456 | 304670 | Philips Medical | Intellivue MP50 | Monitor Philips IntelliVue | N/A |  | M8004A | D.00.58 | DE44019049 | H37753 | Philips Server
YSC | 371 | YNH SP 64 SURGERY |  | 6-442D | 6442-A | 6-442A | Fixed | YNH-SP64 SURG-M6442A | YNH0000457 | 304671 | Philips Medical | Intellivue MP50 | Monitor Philips IntelliVue | N/A |  | M8004A | D.00.58 | DE44019051 | H37754 | Philips Server
YSC | 372 | YNH SP 64 SURGERY |  | 6-442W | 6442-B | 6-442B | Fixed | YNH-SP64 SURG-M6442B | YNH0000458 | 304672 | Philips Medical | Intellivue MP50 | Monitor Philips IntelliVue | N/A |  | M8004A | D.00.58 | DE44019054 | H37755 | Philips Server
YSC | 373 | YNH SP 71 SICU |  | 7-101 | 7101-A | 7-101 | Fixed | YNH-SP71 SICU-M7101 | YNH0000459 | 304673 | Philips Medical | Intellivue MP70 | Monitor Philips IntelliVue | N/A |  | M8007A | D.00.58 | DE22709995 | H34705 | Philips Server
YSC | 374 | YNH SP 71 SICU |  | 7-102 | 7102-A | 7-102 | Fixed | YNH-SP71 SICU-M7102 | YNH0000460 | 304674 | Philips Medical | Intellivue MP70 | Monitor Philips IntelliVue | N/A |  | M8007A | D.00.58 | DE22709982 | H34706 | Philips Server
YSC | 375 | YNH SP 71 SICU |  | 7-104 | 7104-A | 7-104 | Fixed | YNH-SP71 SICU-M7104 | YNH0000461 | 304675 | Philips Medical | Intellivue MP70 | Monitor Philips IntelliVue | N/A |  | M8007A | D.00.58 | DE22709978 | H34707 | Philips Server
YSC | 376 | YNH SP 71 SICU |  | 7-106 | 7106-A | 7-106 | Fixed | YNH-SP71 SICU-M7106 | YNH0000462 | 304676 | Philips Medical | Intellivue MP70 | Monitor Philips IntelliVue | N/A |  | M8007A | D.00.58 | DE22710008 | H34708 | Philips Server
YSC | 377 | YNH SP 71 SICU |  | 7-108 | 7108-A | 7-108 | Fixed | YNH-SP71 SICU-M7108 | YNH0000463 | 304677 | Philips Medical | Intellivue MP70 | Monitor Philips IntelliVue | N/A |  | M8007A | D.00.58 | DE22710017 | H34709 | Philips Server
YSC | 378 | YNH SP 71 SICU |  | 7-110 | 7110-A | 7-110 | Fixed | YNH-SP71 SICU-M7110 | YNH0000464 | 304678 | Philips Medical | Intellivue MP70 | Monitor Philips IntelliVue | N/A |  | M8007A | D.00.58 | DE22709993 | H34710 | Philips Server
YSC | 379 | YNH SP 71 SICU |  | 7-112 | 7112-A | 7-112 | Fixed | YNH-SP71 SICU-M7112 | YNH0000465 | 304679 | Philips Medical | Intellivue MP70 | Monitor Philips IntelliVue | N/A |  | M8007A | D.00.58 | DE22709977 | H34711 | Philips Server
YSC | 380 | YNH SP 71 SICU |  | 7-114 | 7114-A | 7-114 | Fixed | YNH-SP71 SICU-M7114 | YNH0000466 | 304680 | Philips Medical | Intellivue MP70 | Monitor Philips IntelliVue | N/A |  | M8007A | D.00.58 | DE22710020 | H34712 | Philips Server
YSC | 381 | YNH SP 71 SICU |  | 7-116 | 7116-A | 7-116 | Fixed | YNH-SP71 SICU-M7116 | YNH0000467 | 304681 | Philips Medical | Intellivue MP70 | Monitor Philips IntelliVue | N/A |  | M8007A | D.00.58 | DE84380699 | H44450 | Philips Server
YSC | 382 | YNH SP 71 SICU |  | 7-118 | 7118-A | 7-118 | Fixed | YNH-SP71 SICU-M7118 | YNH0000468 | 304682 | Philips Medical | Intellivue MP70 | Monitor Philips IntelliVue | N/A |  | M8007A | D.00.58 | DE84380728 | H44451 | Philips Server
YSC | 383 | YNH SP 71 SICU |  | 7-120 | 7120-A | 7-120 | Fixed | YNH-SP71 SICU-M7120 | YNH0000469 | 304683 | Philips Medical | Intellivue MP70 | Monitor Philips IntelliVue | N/A |  | M8007A | D.00.58 | DE84380731 | H44452 | Philips Server
YSC | 384 | YNH SP 71 SICU |  | 7-122 | 7122-A | 7-122 | Fixed | YNH-SP71 SICU-M7122 | YNH0000470 | 304684 | Philips Medical | Intellivue MP70 | Monitor Philips IntelliVue | N/A |  | M8007A | D.00.58 | DE84380736 | H44453 | Philips Server
YSC | 385 | YNH SP 71 SICU |  | 7-124 | 7124-A | 7-124 | Fixed | YNH-SP71 SICU-M7124 | YNH0000471 | 304685 | Philips Medical | Intellivue MP70 | Monitor Philips IntelliVue | N/A |  | M8007A | D.00.58 | DE84380743 | H44454 | Philips Server
YSC | 386 | YNH SP 71 SICU |  | 7-126 | 7126-A | 7-126 | Fixed | YNH-SP71 SICU-M7126 | YNH0000472 | 304686 | Philips Medical | Intellivue MP70 | Monitor Philips IntelliVue | N/A |  | M8007A | D.00.58 | DE84380749 | H44455 | Philips Server
YSC | 387 | YNH EMERGENCY PEDIATRIC |  | WP-150 | T01 | EXAM01 | Fixed | YNH-PED-EXAM01 | YNH0000473 | 304687 | Philips Medical | Intellivue MP50 | Monitor Emergency Department | N/A |  | M8004A | D.00.58 | DE44021336 | H38531 | Philips Server
YSC | 388 | YNH EMERGENCY PEDIATRIC |  | WP-152 | T02 | EXAM02 | Fixed | YNH-PED-EXAM02 | YNH0000474 | 304688 | Philips Medical | Intellivue MP50 | Monitor Emergency Department | N/A |  | M8004A | D.00.58 | DE44021339 | H38532 | Philips Server
YSC | 389 | YNH EMERGENCY PEDIATRIC |  | WP-154 | T03 | EXAM03 | Fixed | YNH-PED-EXAM03 | YNH0000475 | 304689 | Philips Medical | Intellivue MP50 | Monitor Emergency Department | N/A |  | M8004A | D.00.58 | DE44021341 | H38533 | Philips Server
YSC | 390 | YNH EMERGENCY PEDIATRIC |  | WP-156 | T04 | EXAM04 | Fixed | YNH-PED-EXAM04 | YNH0000476 | 304690 | Philips Medical | Intellivue MP50 | Monitor Emergency Department | N/A |  | M8004A | D.00.58 | DE44021342 | H38534 | Philips Server
YSC | 391 | YNH EMERGENCY PEDIATRIC |  | WP-158 | T05 | EXAM05 | Fixed | YNH-PED-EXAM05 | YNH0000477 | 304691 | Philips Medical | Intellivue MP50 | Monitor Emergency Department | N/A |  | M8004A | D.00.58 | DE44021343 | H38535 | Philips Server
YSC | 392 | YNH EMERGENCY PEDIATRIC |  | WP-160 | T06 | EXAM06 | Fixed | YNH-PED-EXAM06 | YNH0000478 | 304692 | Philips Medical | Intellivue MP50 | Monitor Emergency Department | N/A |  | M8004A | D.00.58 | DE44021347 | H38536 | Philips Server
YSC | 393 | YNH EMERGENCY PEDIATRIC |  | WP-162 | T07 | EXAM07 | Fixed | YNH-PED-EXAM07 | YNH0000479 | 304693 | Philips Medical | Intellivue MP50 | Monitor Emergency Department | N/A |  | M8004A | D.00.58 | DE44021351 | H38537 | Philips Server
YSC | 394 | YNH EMERGENCY PEDIATRIC |  | WP-166 | T08 | EXAM08 | Fixed | YNH-PED-EXAM08 | YNH0000480 | 304694 | Philips Medical | Intellivue MP50 | Monitor Emergency Department | N/A |  | M8004A | D.00.58 | DE44021356 | H38538 | Philips Server
YSC | 395 | YNH EMERGENCY PEDIATRIC |  | WP-159 | T09 | EXAM09 | Fixed | YNH-PED-EXAM09 | YNH0000481 | 304695 | Philips Medical | Intellivue MP50 | Monitor Emergency Department | N/A |  | M8004A | D.00.58 | DE44021357 | H38539 | Philips Server
YSC | 396 | YNH EMERGENCY PEDIATRIC |  | WP-157 | T10 | EXAM10 | Fixed | YNH-PED-EXAM10 | YNH0000482 | 304696 | Philips Medical | Intellivue MP50 | Monitor Emergency Department | N/A |  | M8004A | D.00.58 | DE44013165 | H36440 | Philips Server
YSC | 397 | YNH EMERGENCY PEDIATRIC |  | WP-145 | T11 | EXAM11 | Fixed | YNH-PED-EXAM11 | YNH0000483 | 304697 | Philips Medical | Intellivue MP50 | Monitor Emergency Department | N/A |  | M8004A | D.00.58 | DE44021363 | H38540 | Philips Server
YSC | 398 | YNH EMERGENCY PEDIATRIC |  | WP-143A | T12 | EXAM12 | Fixed | YNH-PED-EXAM12 | YNH0000484 | 304698 | Philips Medical | Intellivue MP50 | Monitor Emergency Department | N/A |  | M8004A | D.00.58 | DE44021364 | H38541 | Philips Server
YSC | 399 | YNH EMERGENCY PEDIATRIC |  | WP-143C | T13 | EXAM13 | Fixed | YNH-PED-EXAM13 | YNH0000485 | 304699 | Philips Medical | Intellivue MP50 | Monitor Emergency Department | N/A |  | M8004A | D.00.58 | DE44013154 | H36436 | Philips Server
YSC | 400 | YNH EMERGENCY PEDIATRIC |  | WP-143D | T14 | EXAM14 | Fixed | YNH-PED-EXAM14 | YNH0000486 | 304700 | Philips Medical | Intellivue MP50 | Monitor Emergency Department | N/A |  | M8004A | D.00.58 | DE44013155 | H36437 | Philips Server
YSC | 401 | YNH EMERGENCY PEDIATRIC |  | WP-143E | T15 | EXAM15 | Fixed | YNH-PED-EXAM15 | YNH0000487 | 304701 | Philips Medical | Intellivue MP50 | Monitor Emergency Department | N/A |  | M8004A | D.00.58 | DE44021365 | H38542 | Philips Server
YSC | 402 | YNH EMERGENCY PEDIATRIC |  | WP-143G | T16 | EXAM16 | Fixed | YNH-PED-EXAM16 | YNH0000488 | 304702 | Philips Medical | Intellivue MP50 | Monitor Emergency Department | N/A |  | M8004A | D.00.58 | DE44013161 | H36439 | Philips Server
YSC | 403 | YNH EMERGENCY PEDIATRIC |  | WP-149A | N/A | TRIAG1 | Non-Fixed | YNH-PED-TRIAGE1 | YNH0000728 | 305021 | Philips Medical | Intellivue MP30 | Monitor Emergency Department | N/A |  | M8002A | D.00.58 | DE62223247 | H39986 | Philips Server
YSC | 404 | YNH EMERGENCY PEDIATRIC |  | WP-149B | N/A | TRIAG2 | Non-Fixed | YNH-PED-TRIAGE2 | YNH0000729 | 305022 | Philips Medical | Intellivue MP30 | Monitor Emergency Department | N/A |  | M8002A/NB | D.00.58 | DE52614554 | H38559 | Philips Server
YSC | 405 | YNH EMERGENCY PEDIATRIC |  | WP-153A | MT 1 | TRAUM1 | Fixed | YNH-PED-TRAUM1 | YNH0000489 | 304703 | Philips Medical | Intellivue MP50 | Monitor Emergency Department | N/A |  | M8004A | D.00.58 | DE44013153 | H36435 | Philips Server
YSC | 406 | YNH EMERGENCY PEDIATRIC |  | WP-153B | MT 2 | TRAUM2 | Fixed | YNH-PED-TRAUM2 | YNH0000490 | 304704 | Philips Medical | Intellivue MP50 | Monitor Emergency Department | N/A |  | M8004A | D.00.58 | DE44013158 | H36438 | Philips Server
YSC | 407 | YNH WP 3 CARDIOTHORACIC ICU |  | WP-336 | 301-A | CT 1 | Fixed | YNH-WP3 CTICU-M301 | YNH0000491 | 304705 | Philips Medical | Intellivue MP70 | Monitor Philips IntelliVue | N/A |  | M8007A | D.00.58 | DE52036042 | H38347 | Philips Server
YSC | 408 | YNH WP 3 CARDIOTHORACIC ICU |  | WP-311 | 302-A | CT 2 | Fixed | YNH-WP3 CTICU-M302 | YNH0000492 | 304706 | Philips Medical | Intellivue MP70 | Monitor Philips IntelliVue | N/A |  | M8007A | D.00.58 | DE52036049 | H38348 | Philips Server
YSC | 409 | YNH WP 3 CARDIOTHORACIC ICU |  | WP-312 | 303-A | CT 3 | Fixed | YNH-WP3 CTICU-M303 | YNH0000493 | 304707 | Philips Medical | Intellivue MP70 | Monitor Philips IntelliVue | N/A |  | M8007A | D.00.58 | DE52036050 | H38349 | Philips Server
YSC | 410 | YNH WP 3 CARDIOTHORACIC ICU |  | WP-314 | 304-A | CT 4 | Fixed | YNH-WP3 CTICU-M304 | YNH0000494 | 304708 | Philips Medical | Intellivue MP70 | Monitor Philips IntelliVue | N/A |  | M8007A | D.00.58 | DE52036052 | H38350 | Philips Server
YSC | 411 | YNH WP 3 CARDIOTHORACIC ICU |  | WP-315 | 305-A | CT 5 | Fixed | YNH-WP3 CTICU-M305 | YNH0000495 | 304709 | Philips Medical | Intellivue MP70 | Monitor Philips IntelliVue | N/A |  | M8007A | D.00.58 | DE52036053 | H38351 | Philips Server
YSC | 412 | YNH WP 3 CARDIOTHORACIC ICU |  | WP-316 | 306-A | CT 6 | Fixed | YNH-WP3 CTICU-M306 | YNH0000496 | 304710 | Philips Medical | Intellivue MP70 | Monitor Philips IntelliVue | N/A |  | M8007A | D.00.58 | DE52036057 | H38352 | Philips Server
YSC | 413 | YNH WP 3 CARDIOTHORACIC ICU |  | WP-317 | 307-A | CT 7 | Fixed | YNH-WP3 CTICU-M307 | YNH0000497 | 304711 | Philips Medical | Intellivue MP70 | Monitor Philips IntelliVue | N/A |  | M8007A | D.00.58 | DE52036058 | H38353 | Philips Server
YSC | 414 | YNH WP 3 CARDIOTHORACIC ICU |  | WP-318 | 308-A | CT 8 | Fixed | YNH-WP3 CTICU-M308 | YNH0000498 | 304712 | Philips Medical | Intellivue MP70 | Monitor Philips IntelliVue | N/A |  | M8007A | D.00.58 | DE44027514 | H36471 | Philips Server
YSC | 415 | YNH WP 3 CARDIOTHORACIC ICU |  | WP-329 | 309-A | CT 9 | Fixed | YNH-WP3 CTICU-M309 | YNH0000499 | 304713 | Philips Medical | Intellivue MP70 | Monitor Philips IntelliVue | N/A |  | M8007A | D.00.58 | DE52036061 | H38355 | Philips Server
YSC | 416 | YNH WP 3 CARDIOTHORACIC ICU |  | WP-328 | 310-A | CT 10 | Fixed | YNH-WP3 CTICU-M310 | YNH0000500 | 304714 | Philips Medical | Intellivue MP70 | Monitor Philips IntelliVue | N/A |  | M8007A | D.00.58 | DE52036062 | H38356 | Philips Server
YSC | 417 | YNH WP 3 CARDIOTHORACIC ICU |  | WP-319 | 311-A | CT 11 | Fixed | YNH-WP3 CTICU-M311 | YNH0000501 | 304715 | Philips Medical | Intellivue MP70 | Monitor Philips IntelliVue | N/A |  | M8007A | D.00.58 | DE52036064 | H38357 | Philips Server
YSC | 418 | YNH WP 3 CARDIOTHORACIC ICU |  | WP-320 | 312-A | CT 12 | Fixed | YNH-WP3 CTICU-M312 | YNH0000502 | 304716 | Philips Medical | Intellivue MP70 | Monitor Philips IntelliVue | N/A |  | M8007A | D.00.58 | DE52036065 | H38358 | Philips Server
YSC | 419 | YNH WP 3 CARDIOTHORACIC ICU |  | WP-321 | 313-A | CT 13 | Fixed | YNH-WP3 CTICU-M313 | YNH0000503 | 304717 | Philips Medical | Intellivue MP70 | Monitor Philips IntelliVue | N/A |  | M8007A | D.00.58 | DE52036076 | H38359 | Philips Server
YSC | 420 | YNH WP 3 CARDIOTHORACIC ICU |  | WP-322 | 314-A | CT 14 | Fixed | YNH-WP3 CTICU-M314 | YNH0000504 | 304718 | Philips Medical | Intellivue MP70 | Monitor Philips IntelliVue | N/A |  | M8007A | D.00.58 | DE52036084 | H38360 | Philips Server
YSC | 421 | YNH WP 3 CARDIOTHORACIC ICU |  | WP-323 | 315-A | CT 15 | Fixed | YNH-WP3 CTICU-M315 | YNH0000505 | 304719 | Philips Medical | Intellivue MP70 | Monitor Philips IntelliVue | N/A |  | M8007A | D.00.58 | DE52036086 | H38361 | Philips Server
YSC | 422 | YNH WP 3 CARDIOTHORACIC ICU |  | WP-324 | 316-A | CT 16 | Fixed | YNH-WP3 CTICU-M316 | YNH0000506 | 304720 | Philips Medical | Intellivue MP70 | Monitor Philips IntelliVue | N/A |  | M8007A | D.00.58 | DE52036087 | H38362 | Philips Server
YSC | 423 | YNH WP 3 CARDIOTHORACIC ICU |  | WP-325 | 317-A | CT 17 | Fixed | YNH-WP3 CTICU-M317 | YNH0000507 | 304721 | Philips Medical | Intellivue MP70 | Monitor Philips IntelliVue | N/A |  | M8007A | D.00.58 | DE52036088 | H38363 | Philips Server
YSC | 424 | YNH WP 3 CARDIOTHORACIC ICU |  | WP-326 | 318-A | CT 18 | Fixed | YNH-WP3 CTICU-M318 | YNH0000508 | 304722 | Philips Medical | Intellivue MP70 | Monitor Philips IntelliVue | N/A |  | M8007A | D.00.58 | DE52036091 | H38364 | Philips Server
YSC | 425 | YNH WP PACU |  | WP-354A | N/A | N/A | Non-Fixed | YNH-WP3 HOLD-M01 | YNH0000509 | 304723
YSC | 426 | YNH WP PACU |  | WP-354C | N/A | N/A | Non-Fixed | YNH-WP3 HOLD-M03 | YNH0000510 | 304724
YSC | 427 | YNH WP PACU |  | WP-356 | N/A | N/A | Non-Fixed | YNH-WP3 PACU-M01 | YNH0000511 | 304725 | Datex, Inc. | S/5 Monitor | Monitor Datex S/5 | N/A |  | F-CM1-04 |  | 6223712 | H41831 | B1-CFT
YSC | 428 | YNH WP PACU |  | WP-356 | N/A | N/A | Non-Fixed | YNH-WP3 PACU-M02 | YNH0000512 | 304726 | Datex, Inc. | S/5 Monitor | Monitor Datex S/5 | N/A |  | F-CM1-04 |  | 6223588 | H41832 | B1-CFT
YSC | 429 | YNH WP PACU |  | WP-356 | N/A | N/A | Non-Fixed | YNH-WP3 PACU-M03 | YNH0000513 | 304727 | Datex, Inc. | S/5 Monitor | Monitor Datex S/5 | N/A |  | F-CM1-04 |  | 6223578 | H41833 | B1-CFT
YSC | 430 | YNH WP PACU |  | WP-356 | N/A | N/A | Non-Fixed | YNH-WP3 PACU-M04 | YNH0000514 | 304728 | Datex, Inc. | S/5 Monitor | Monitor Datex S/5 | N/A |  | F-CM1-04 |  | 6223647 | H41828 | B1-CFT
YSC | 431 | YNH WP PACU |  | WP-356 | N/A | N/A | Non-Fixed | YNH-WP3 PACU-M05 | YNH0000515 | 304729 | Datex, Inc. | S/5 Monitor | Monitor Datex S/5 | N/A |  | F-CM1-04 |  | 6223584 | H41824 | B1-CFT
YSC | 432 | YNH WP PACU |  | WP-356 | N/A | N/A | Non-Fixed | YNH-WP3 PACU-M06 | YNH0000516 | 304730 | Datex, Inc. | S/5 Monitor | Monitor Datex S/5 | N/A |  | F-CM1-04 |  | 6223666 | H41834 | B1-CFT
YSC | 433 | YNH WP PACU |  | WP-356 | N/A | N/A | Non-Fixed | YNH-WP3 PACU-M07 | YNH0000517 | 304731 | Datex, Inc. | S/5 Monitor | Monitor Datex S/5 | N/A |  | F-CM1-04 |  | 6223582 | H41825 | B1-CFT
YSC | 434 | YNH WP PACU |  | WP-356 | N/A | N/A | Non-Fixed | YNH-WP3 PACU-M08 | YNH0000518 | 304732 | Datex, Inc. | S/5 Monitor | Monitor Datex S/5 | N/A |  | F-CM1-04 |  | 6217528 | H41826 | B1-CFT
YSC | 435 | YNH WP PACU |  | WP-356 | N/A | N/A | Non-Fixed | YNH-WP3 PACU-M09 | YNH0000519 | 304733 | Datex, Inc. | S/5 Monitor | Monitor Datex S/5 | N/A |  | F-CM1-04 |  | 6217531 | H41827 | B1-CFT
YSC | 436 | YNH WP PACU |  | WP-356 | N/A | N/A | Non-Fixed | YNH-WP3 PACU-M10 | YNH0000520 | 304734 | Datex, Inc. | S/5 Monitor | Monitor Datex S/5 | N/A |  | F-CM1-04 |  | 6217527 | H41830 | B1-CFT
YSC | 437 | YNH WP PACU |  | WP-356 | N/A | N/A | Non-Fixed | YNH-WP3 PACU-M11 | YNH0000521 | 304735 | Datex, Inc. | S/5 Monitor | Monitor Datex S/5 | N/A |  | F-CM1-04 |  | 6223718 | H41823 | B1-CFT
YSC | 438 | YNH WP PACU |  | WP-356 | N/A | N/A | Non-Fixed | YNH-WP3 PACU-M12 | YNH0000522 | 304736 | Datex, Inc. | S/5 Monitor | Monitor Datex S/5 | N/A |  | F-CM1-04 |  | 6217538 | H41835 | B1-CFT
YSC | 439 | YNH WP PACU |  | WP-356 | N/A | N/A | Non-Fixed | YNH-WP3 PACU-M13 | YNH0000523 | 304737 | Datex, Inc. | S/5 Monitor | Monitor Datex S/5 | N/A |  | F-CM1-04 |  | 6217503 | H41822 | B1-CFT
YSC | 440 | YNH WP PACU |  | WP-356G | N/A | N/A | Non-Fixed | YNH-WP3 PACU-M14 | YNH0000524 | 304738 | Datex, Inc. | S/5 Monitor | Monitor Datex S/5 | N/A |  | F-CM1-04 |  | 6223653 | H41829 | B1-CFT
YSC | 441 | YNH WP 4 NEONATAL INTENSIVE CARE UNIT |  | Mobile | N/A | N/A | Non-Fixed | Portable Overflow |  |  | Philips Medical | Intellivue MP5 | Monitor Philips IntelliVue | N/A |  | M8105A/OMPT | H.03.14 | DE91339740 | H49532 | Philips Server
YSC | 442 | YNH WP 4 NEONATAL INTENSIVE CARE UNIT |  | Mobile | N/A | N/A | Non-Fixed | Portable Overflow |  |  | Philips Medical | Intellivue MP5 | Monitor Philips IntelliVue | N/A |  | M8105A/OMPT | H.03.14 | DE91339746 | H49533 | Philips Server
YSC | 443 | YNH WP 4 NEONATAL INTENSIVE CARE UNIT |  | Mobile | N/A | N/A | Non-Fixed | Portable Overflow |  |  | Philips Medical | Intellivue MP5 | Monitor Philips IntelliVue | N/A |  | M8105A/OMPT | H.03.14 | DE91339781 | H49534 | Philips Server
YSC | 444 | YNH WP 4 NEONATAL INTENSIVE CARE UNIT |  | Mobile | N/A | N/A | Non-Fixed | Portable Overflow |  |  | Philips Medical | Intellivue MP5 | Monitor Philips IntelliVue | N/A |  | M8105A/OMPT | H.03.14 | DE91339796 | H49535 | Philips Server
YSC | 445 | YNH WP 4 NEONATAL INTENSIVE CARE UNIT |  | Mobile | N/A | N/A | Non-Fixed | Portable Overflow |  |  | Philips Medical | Intellivue MP5 | Monitor Philips IntelliVue | N/A |  | M8105A/OMPT | H.03.14 | DE91339797 | H49536 | Philips Server
YSC | 446 | YNH WP 4 NEONATAL INTENSIVE CARE UNIT |  | Mobile | 4NN1-A | NN1-A | Fixed | YNH-WP4 NNICU-M1-A | YNH0000715 | 305008 | Philips Medical | Intellivue MP5 | Monitor Philips IntelliVue | N/A |  | M8105A |  |  |  | Philips Server
YSC | 447 | YNH WP 4 NEONATAL INTENSIVE CARE UNIT |  | Mobile | 4NN1-B | NN1-B | Fixed | YNH-WP4 NNICU-M1-B | YNH0000716 | 305009 | Philips Medical | Intellivue MP5 | Monitor Philips IntelliVue | N/A |  | M8105A |  |  |  | Philips Server
YSC | 448 | YNH WP 4 NEONATAL INTENSIVE CARE UNIT |  | Mobile | 4NN1-C | NN1-C | Fixed | YNH-WP4 NNICU-M1-C | YNH0000717 | 305010 | Philips Medical | Intellivue MP5 | Monitor Philips IntelliVue | N/A |  | M8105A |  |  |  | Philips Server
YSC | 449 | YNH WP 4 NEONATAL INTENSIVE CARE UNIT |  | Mobile | 4NN2-A | NN2-A | Fixed | YNH-WP4 NNICU-M2-A | YNH0000718 | 305011 | Philips Medical | Intellivue MP5 | Monitor Philips IntelliVue | N/A |  | M8105A |  |  |  | Philips Server
YSC | 450 | YNH WP 4 NEONATAL INTENSIVE CARE UNIT |  | Mobile | 4NN2-B | NN2-B | Fixed | YNH-WP4 NNICU-M2-B | YNH0000719 | 305012 | Philips Medical | Intellivue MP5 | Monitor Philips IntelliVue | N/A |  | M8105A |  |  |  | Philips Server
YSC | 451 | YNH WP 4 NEONATAL INTENSIVE CARE UNIT |  | Mobile | 4NN2-C | NN2-C | Fixed | YNH-WP4 NNICU-M2-C | YNH0000720 | 305013 | Philips Medical | Intellivue MP5 | Monitor Philips IntelliVue | N/A |  | M8105A |  |  |  | Philips Server
YSC | 452 | YNH WP 4 NEONATAL INTENSIVE CARE UNIT |  | Mobile | 4NN3-A | NN3-A | Fixed | YNH-WP4 NNICU-M3-A | YNH0000721 | 305014 | Philips Medical | Intellivue MP5 | Monitor Philips IntelliVue | N/A |  | M8105A |  |  |  | Philips Server
YSC | 453 | YNH WP 4 NEONATAL INTENSIVE CARE UNIT |  | Mobile | 4NN4-A | NN4-A | Fixed | YNH-WP4 NNICU-M4-A | YNH0000722 | 305015 | Philips Medical | Intellivue MP5 | Monitor Philips IntelliVue | N/A |  | M8105A |  |  |  | Philips Server
YSC | 454 | YNH WP 4 NEONATAL INTENSIVE CARE UNIT |  | Mobile | 4NN5-A | NN5-A | Fixed | YNH-WP4 NNICU-M5-A | YNH0000723 | 305016 | Philips Medical | Intellivue MP5 | Monitor Philips IntelliVue | N/A |  | M8105A |  |  |  | Philips Server
YSC | 455 | YNH WP 4 NEONATAL INTENSIVE CARE UNIT |  | Mobile | 4NN5-B | NN5-B | Fixed | YNH-WP4 NNICU-M5-B | YNH0000724 | 305017 | Philips Medical | Intellivue MP5 | Monitor Philips IntelliVue | N/A |  | M8105A |  |  |  | Philips Server
YSC | 456 | YNH WP 4 NEONATAL INTENSIVE CARE UNIT |  | Mobile | 4NN6-A | NN6-A | Fixed | YNH-WP4 NNICU-M6-A | YNH0000725 | 305018 | Philips Medical | Intellivue MP5 | Monitor Philips IntelliVue | N/A |  | M8105A |  |  |  | Philips Server
YSC | 457 | YNH WP 4 NEONATAL INTENSIVE CARE UNIT |  | Mobile | 4NN7-A | NN7-A | Fixed | YNH-WP4 NNICU-M7-A | YNH0000726 | 305019 | Philips Medical | Intellivue MP5 | Monitor Philips IntelliVue | N/A |  | M8105A |  |  |  | Philips Server
YSC | 458 | YNH WP 4 NEONATAL INTENSIVE CARE UNIT |  | Mobile | 4NN8-A | NN8-A | Fixed | YNH-WP10 NNICU-M8-A | YNH0000727 | 305020 | Philips Medical | Intellivue MP5 | Monitor Philips IntelliVue | N/A |  | M8105A |  |  |  | Philips Server
YSC | 459 | YNH WP 4 NEONATAL INTENSIVE CARE UNIT |  | WP-420A | 4NN1-01 | NN1-01 | Fixed | YNH-WP4 NNICU-M1-1 | YNH0000530 | 304744 | Philips Medical | Intellivue MP50 | Monitor Philips IntelliVue | N/A |  | M8004A | D.00.58 | DE44023029 | H39325 | Philips Server
YSC | 460 | YNH WP 4 NEONATAL INTENSIVE CARE UNIT |  | WP-420B | 4NN1-02 | NN1-02 | Fixed | YNH-WP4 NNICU-M1-2 | YNH0000531 | 304745 | Philips Medical | Intellivue MP50 | Monitor Philips IntelliVue | N/A |  | M8004A | D.00.58 | DE44023042 | H39326 | Philips Server
YSC | 461 | YNH WP 4 NEONATAL INTENSIVE CARE UNIT |  | WP-420C | 4NN1-03 | NN1-03 | Fixed | YNH-WP4 NNICU-M1-3 | YNH0000532 | 304746 | Philips Medical | Intellivue MP50 | Monitor Philips IntelliVue | N/A |  | M8004A | D.00.58 | DE44023046 | H39327 | Philips Server
YSC | 462 | YNH WP 4 NEONATAL INTENSIVE CARE UNIT |  | WP-420D | 4NN1-04 | NN1-04 | Fixed | YNH-WP4 NNICU-M1-4 | YNH0000533 | 304747 | Philips Medical | Intellivue MP50 | Monitor Philips IntelliVue | N/A |  | M8004A | D.00.58 | DE44023059 | H39336 | Philips Server
YSC | 463 | YNH WP 4 NEONATAL INTENSIVE CARE UNIT |  | WP-420E | 4NN1-05 | NN1-05 | Fixed | YNH-WP4 NNICU-M1-5 | YNH0000534 | 304748 | Philips Medical | Intellivue MP50 | Monitor Philips IntelliVue | N/A |  | M8004A | D.00.58 | DE44023052 | H39329 | Philips Server
YSC | 464 | YNH WP 4 NEONATAL INTENSIVE CARE UNIT |  | WP-420F | 4NN1-06 | NN1-06 | Fixed | YNH-WP4 NNICU-M1-6 | YNH0000535 | 304749 | Philips Medical | Intellivue MP50 | Monitor Philips IntelliVue | N/A |  | M8004A | D.00.58 | DE44023053 | H39330 | Philips Server
YSC | 465 | YNH WP 4 NEONATAL INTENSIVE CARE UNIT |  | WP-420G | 4NN1-07 | NN1-07 | Fixed | YNH-WP4 NNICU-M1-7 | YNH0000536 | 304750 | Philips Medical | Intellivue MP50 | Monitor Philips IntelliVue | N/A |  | M8004A | D.00.58 | DE44023081 | H39356 | Philips Server
YSC | 466 | YNH WP 4 NEONATAL INTENSIVE CARE UNIT |  | WP-420H | 4NN1-08 | NN1-08 | Fixed | YNH-WP4 NNICU-M1-8 | YNH0000537 | 304751 | Philips Medical | Intellivue MP50 | Monitor Philips IntelliVue | N/A |  | M8004A | D.00.58 | DE44023055 | H39332 | Philips Server
YSC | 467 | YNH WP 4 NEONATAL INTENSIVE CARE UNIT |  | WP-420I | 4NN1-09 | NN1-09 | Fixed | YNH-WP4 NNICU-M1-9 | YNH0000538 | 304752 | Philips Medical | Intellivue MP50 | Monitor Philips IntelliVue | N/A |  | M8004A | D.00.58 | DE44023056 | H39333 | Philips Server
YSC | 468 | YNH WP 4 NEONATAL INTENSIVE CARE UNIT |  | WP-420J | 4NN1-10 | NN1-10 | Fixed | YNH-WP4 NNICU-M1-10 | YNH0000539 | 304753 | Philips Medical | Intellivue MP50 | Monitor Philips IntelliVue | N/A |  | M8004A | D.00.58 | DE44023057 | H39334 | Philips Server
YSC | 469 | YNH WP 4 NEONATAL INTENSIVE CARE UNIT |  | WP-420K | 4NN1-11 | NN1-11 | Fixed | YNH-WP4 NNICU-M1-11 | YNH0000540 | 304754 | Philips Medical | Intellivue MP50 | Monitor Philips IntelliVue | N/A |  | M8004A | D.00.58 | DE44023058 | H39335 | Philips Server
YSC | 470 | YNH WP 4 NEONATAL INTENSIVE CARE UNIT |  | WP-420L | 4NN1-12 | NN1-12 | Fixed | YNH-WP4 NNICU-M1-12 | YNH0000541 | 304755 | Philips Medical | Intellivue MP50 | Monitor Philips IntelliVue | N/A |  | M8004A | D.00.58 | DE44023051 | H39328 | Philips Server
YSC | 471 | YNH WP 4 NEONATAL INTENSIVE CARE UNIT |  | WP-421A | 4NN2-01 | NN2-01 | Fixed | YNH-WP4 NNICU-M2-1 | YNH0000542 | 304756 | Philips Medical | Intellivue MP50 | Monitor Philips IntelliVue | N/A |  | M8004A | D.00.58 | DE44023084 | H39359 | Philips Server
YSC | 472 | YNH WP 4 NEONATAL INTENSIVE CARE UNIT |  | WP-421B | 4NN2-02 | NN2-02 | Fixed | YNH-WP4 NNICU-M2-2 | YNH0000543 | 304757 | Philips Medical | Intellivue MP50 | Monitor Philips IntelliVue | N/A |  | M8004A | D.00.58 | DE44023061 | H39338 | Philips Server
YSC | 473 | YNH WP 4 NEONATAL INTENSIVE CARE UNIT |  | WP-421C | 4NN2-03 | NN2-03 | Fixed | YNH-WP4 NNICU-M2-3 | YNH0000544 | 304758 | Philips Medical | Intellivue MP50 | Monitor Philips IntelliVue | N/A |  | M8004A | D.00.58 | DE44023062 | H39339 | Philips Server
YSC | 474 | YNH WP 4 NEONATAL INTENSIVE CARE UNIT |  | WP-421D | 4NN2-04 | NN2-04 | Fixed | YNH-WP4 NNICU-M2-4 | YNH0000545 | 304759 | Philips Medical | Intellivue MP50 | Monitor Philips IntelliVue | N/A |  | M8004A | D.00.58 | DE44023109 | H39375 | Philips Server
YSC | 475 | YNH WP 4 NEONATAL INTENSIVE CARE UNIT |  | WP-421E | 4NN2-05 | NN2-05 | Fixed | YNH-WP4 NNICU-M2-5 | YNH0000546 | 304760 | Philips Medical | Intellivue MP50 | Monitor Philips IntelliVue | N/A |  | M8004A | D.00.58 | DE44023064 | H39341 | Philips Server
YSC | 476 | YNH WP 4 NEONATAL INTENSIVE CARE UNIT |  | WP-421F | 4NN2-06 | NN2-06 | Fixed | YNH-WP4 NNICU-M2-6 | YNH0000547 | 304761 | Philips Medical | Intellivue MP50 | Monitor Philips IntelliVue | N/A |  | M8004A | D.00.58 | DE44023065 | H39342 | Philips Server
YSC | 477 | YNH WP 4 NEONATAL INTENSIVE CARE UNIT |  | WP-421G | 4NN2-07 | NN2-07 | Fixed | YNH-WP4 NNICU-M2-7 | YNH0000548 | 304762 | Philips Medical | Intellivue MP50 | Monitor Philips IntelliVue | N/A |  | M8004A | D.00.58 | DE44023067 | H39343 | Philips Server
YSC | 478 | YNH WP 4 NEONATAL INTENSIVE CARE UNIT |  | WP-421H | 4NN2-08 | NN2-08 | Fixed | YNH-WP4 NNICU-M2-8 | YNH0000549 | 304763 | Philips Medical | Intellivue MP50 | Monitor Philips IntelliVue | N/A |  | M8004A | D.00.58 | DE44023068 | H39344 | Philips Server
YSC | 479 | YNH WP 4 NEONATAL INTENSIVE CARE UNIT |  | WP-421I | 4NN2-09 | NN2-09 | Fixed | YNH-WP4 NNICU-M2-9 | YNH0000550 | 304764 | Philips Medical | Intellivue MP50 | Monitor Philips IntelliVue | N/A |  | M8004A | D.00.58 | DE44023069 | H39345 | Philips Server
YSC | 480 | YNH WP 4 NEONATAL INTENSIVE CARE UNIT |  | WP-421J | 4NN2-10 | NN2-10 | Fixed | YNH-WP4 NNICU-M2-10 | YNH0000551 | 304765 | Philips Medical | Intellivue MP50 | Monitor Philips IntelliVue | N/A |  | M8004A | D.00.58 | DE44023070 | H39346 | Philips Server
YSC | 481 | YNH WP 4 NEONATAL INTENSIVE CARE UNIT |  | WP-421K | 4NN2-11 | NN2-11 | Fixed | YNH-WP4 NNICU-M2-11 | YNH0000552 | 304766 | Philips Medical | Intellivue MP50 | Monitor Philips IntelliVue | N/A |  | M8004A | D.00.58 | DE44023071 | H39347 | Philips Server
YSC | 482 | YNH WP 4 NEONATAL INTENSIVE CARE UNIT |  | WP-421L | 4NN2-12 | NN2-12 | Fixed | YNH-WP4 NNICU-M2-12 | YNH0000553 | 304767 | Philips Medical | Intellivue MP50 | Monitor Philips IntelliVue | N/A |  | M8004A | D.00.58 | DE44023072 | H39348 | Philips Server
YSC | 483 | YNH WP 4 NEONATAL INTENSIVE CARE UNIT |  | WP-430A | 4NN3-01 | NN3-01 | Fixed | YNH-WP4 NNICU-M3-1 | YNH0000554 | 304768 | Philips Medical | Intellivue MP50 | Monitor Philips IntelliVue | N/A |  | M8004A | D.00.58 | DE44023107 | H39373 | Philips Server
YSC | 484 | YNH WP 4 NEONATAL INTENSIVE CARE UNIT |  | WP-430B | 4NN3-02 | NN3-02 | Fixed | YNH-WP4 NNICU-M3-2 | YNH0000555 | 304769 | Philips Medical | Intellivue MP50 | Monitor Philips IntelliVue | N/A |  | M8004A | D.00.58 | DE44023060 | H39337 | Philips Server
YSC | 485 | YNH WP 4 NEONATAL INTENSIVE CARE UNIT |  | WP-430C | 4NN3-03 | NN3-03 | Fixed | YNH-WP4 NNICU-M3-3 | YNH0000556 | 304770 | Philips Medical | Intellivue MP50 | Monitor Philips IntelliVue | N/A |  | M8004A | D.00.58 | DE44023085 | H39360 | Philips Server
YSC | 486 | YNH WP 4 NEONATAL INTENSIVE CARE UNIT |  | WP-430D | 4NN3-04 | NN3-04 | Fixed | YNH-WP4 NNICU-M3-4 | YNH0000557 | 304771 | Philips Medical | Intellivue MP50 | Monitor Philips IntelliVue | N/A |  | M8004A | D.00.58 | DE44023090 | H39361 | Philips Server
YSC | 487 | YNH WP 4 NEONATAL INTENSIVE CARE UNIT |  | WP-430E | 4NN3-05 | NN3-05 | Fixed | YNH-WP4 NNICU-M3-5 | YNH0000558 | 304772 | Philips Medical | Intellivue MP50 | Monitor Philips IntelliVue | N/A |  | M8004A | D.00.58 | DE44023093 | H39362 | Philips Server
YSC | 488 | YNH WP 4 NEONATAL INTENSIVE CARE UNIT |  | WP-430F | 4NN3-06 | NN3-06 | Fixed | YNH-WP4 NNICU-M3-6 | YNH0000559 | 304773 | Philips Medical | Intellivue MP50 | Monitor Philips IntelliVue | N/A |  | M8004A | D.00.58 | DE44023096 | H39363 | Philips Server
YSC | 489 | YNH WP 4 NEONATAL INTENSIVE CARE UNIT |  | WP-430G | 4NN3-07 | NN3-07 | Fixed | YNH-WP4 NNICU-M3-7 | YNH0000560 | 304774 | Philips Medical | Intellivue MP50 | Monitor Philips IntelliVue | N/A |  | M8004A | D.00.58 | DE44023097 | H39364 | Philips Server
YSC | 490 | YNH WP 4 NEONATAL INTENSIVE CARE UNIT |  | WP-430H | 4NN3-08 | NN3-08 | Fixed | YNH-WP4 NNICU-M3-8 | YNH0000561 | 304775 | Philips Medical | Intellivue MP50 | Monitor Philips IntelliVue | N/A |  | M8004A | D.00.58 | DE44023098 | H39365 | Philips Server
YSC | 491 | YNH WP 4 NEONATAL INTENSIVE CARE UNIT |  | WP-430I | 4NN3-09 | NN3-09 | Fixed | YNH-WP4 NNICU-M3-9 | YNH0000562 | 304776 | Philips Medical | Intellivue MP50 | Monitor Philips IntelliVue | N/A |  | M8004A | D.00.58 | DE44023099 | H39366 | Philips Server
YSC | 492 | YNH WP 4 NEONATAL INTENSIVE CARE UNIT |  | WP-430J | 4NN3-10 | NN3-10 | Fixed | YNH-WP4 NNICU-M3-10 | YNH0000563 | 304777 | Philips Medical | Intellivue MP50 | Monitor Philips IntelliVue | N/A |  | M8004A | D.00.58 | DE44023100 | H39367 | Philips Server
YSC | 493 | YNH WP 4 NEONATAL INTENSIVE CARE UNIT |  | WP-431A | 4NN4-01 | NN4-01 | Fixed | YNH-WP4 NNICU-M4-1 | YNH0000564 | 304778 | Philips Medical | Intellivue MP50 | Monitor Philips IntelliVue | N/A |  | M8004A | D.00.58 | DE44023101 | H39368 | Philips Server
YSC | 494 | YNH WP 4 NEONATAL INTENSIVE CARE UNIT |  | WP-431B | 4NN4-02 | NN4-02 | Fixed | YNH-WP4 NNICU-M4-2 | YNH0000565 | 304779 | Philips Medical | Intellivue MP50 | Monitor Philips IntelliVue | N/A |  | M8004A | D.00.58 | DE44023080 | H39355 | Philips Server
YSC | 495 | YNH WP 4 NEONATAL INTENSIVE CARE UNIT |  | WP-431C | 4NN4-03 | NN4-03 | Fixed | YNH-WP4 NNICU-M4-3 | YNH0000566 | 304780 | Philips Medical | Intellivue MP50 | Monitor Philips IntelliVue | N/A |  | M8004A | D.00.58 | DE44023104 | H39370 | Philips Server
YSC | 496 | YNH WP 4 NEONATAL INTENSIVE CARE UNIT |  | WP-431D | 4NN4-04 | NN4-04 | Fixed | YNH-WP4 NNICU-M4-4 | YNH0000567 | 304781 | Philips Medical | Intellivue MP50 | Monitor Philips IntelliVue | N/A |  | M8004A | D.00.58 | DE44023106 | H39372 | Philips Server
YSC | 497 | YNH WP 4 NEONATAL INTENSIVE CARE UNIT |  | WP-431E | 4NN4-05 | NN4-05 | Fixed | YNH-WP4 NNICU-M4-5 | YNH0000568 | 304782 | Philips Medical | Intellivue MP50 | Monitor Philips IntelliVue | N/A |  | M8004A | D.00.58 | DE44023083 | H39358 | Philips Server
YSC | 498 | YNH WP 4 NEONATAL INTENSIVE CARE UNIT |  | WP-431F | 4NN4-06 | NN4-06 | Fixed | YNH-WP4 NNICU-M4-6 | YNH0000569 | 304783 | Philips Medical | Intellivue MP50 | Monitor Philips IntelliVue | N/A |  | M8004A | D.00.58 | DE44023054 | H39331 | Philips Server
YSC | 499 | YNH WP 4 NEONATAL INTENSIVE CARE UNIT |  | WP-431G | 4NN4-07 | NN4-07 | Fixed | YNH-WP4 NNICU-M4-7 | YNH0000570 | 304784 | Philips Medical | Intellivue MP50 | Monitor Philips IntelliVue | N/A |  | M8004A | D.00.58 | DE44023108 | H39374 | Philips Server
YSC | 500 | YNH WP 4 NEONATAL INTENSIVE CARE UNIT |  | WP-431H | 4NN4-08 | NN4-08 | Fixed | YNH-WP4 NNICU-M4-8 | YNH0000571 | 304785 | Philips Medical | Intellivue MP50 | Monitor Philips IntelliVue | N/A |  | M8004A | D.00.58 | DE44023114 | H39378 | Philips Server
YSC | 501 | YNH WP 4 NEONATAL INTENSIVE CARE UNIT |  | WP-431I | 4NN4-09 | NN4-09 | Fixed | YNH-WP4 NNICU-M4-9 | YNH0000572 | 304786 | Philips Medical | Intellivue MP50 | Monitor Philips IntelliVue | N/A |  | M8004A | D.00.58 | DE44023111 | H39376 | Philips Server
YSC | 502 | YNH WP 4 NEONATAL INTENSIVE CARE UNIT |  | WP-431J | 4NN4-10 | NN4-10 | Fixed | YNH-WP4 NNICU-M4-10 | YNH0000573 | 304787 | Philips Medical | Intellivue MP50 | Monitor Philips IntelliVue | N/A |  | M8004A | D.00.58 | DE44023113 | H39377 | Philips Server
YSC | 503 | YNH WP 4 NEONATAL INTENSIVE CARE UNIT |  | WP-426A | 4NN5-01 | NN5-01 | Fixed | YNH-WP4 NNICU-M5-1 | YNH0000574 | 304788 | Philips Medical | Intellivue MP50 | Monitor Philips IntelliVue | N/A |  | M8004A | D.00.58 | DE44023073 | H39349 | Philips Server
YSC | 504 | YNH WP 4 NEONATAL INTENSIVE CARE UNIT |  | WP-426B | 4NN5-02 | NN5-02 | Fixed | YNH-WP4 NNICU-M5-2 | YNH0000575 | 304789 | Philips Medical | Intellivue MP50 | Monitor Philips IntelliVue | N/A |  | M8004A | D.00.58 | DE44023074 | H39350 | Philips Server
YSC | 505 | YNH WP 4 NEONATAL INTENSIVE CARE UNIT |  | WP-426C | 4NN5-03 | NN5-03 | Fixed | YNH-WP4 NNICU-M5-3 | YNH0000576 | 304790 | Philips Medical | Intellivue MP50 | Monitor Philips IntelliVue | N/A |  | M8004A | D.00.58 | DE44023075 | H39351 | Philips Server
YSC | 506 | YNH WP 4 NEONATAL INTENSIVE CARE UNIT |  | WP-426D | 4NN5-04 | NN5-04 | Fixed | YNH-WP4 NNICU-M5-4 | YNH0000577 | 304791 | Philips Medical | Intellivue MP50 | Monitor Philips IntelliVue | N/A |  | M8004A | D.00.58 | DE44023076 | H39352 | Philips Server
YSC | 507 | YNH WP 4 NEONATAL INTENSIVE CARE UNIT |  | WP-426E | 4NN5-05 | NN5-05 | Fixed | YNH-WP4 NNICU-M5-5 | YNH0000578 | 304792 | Philips Medical | Intellivue MP50 | Monitor Philips IntelliVue | N/A |  | M8004A | D.00.58 | DE44023078 | H39353 | Philips Server
YSC | 508 | YNH WP 4 NEONATAL INTENSIVE CARE UNIT |  | WP-426F | 4NN5-06 | NN5-06 | Fixed | YNH-WP4 NNICU-M5-6 | YNH0000579 | 304793 | Philips Medical | Intellivue MP50 | Monitor Philips IntelliVue | N/A |  | M8004A | D.00.58 | DE44023105 | H39371 | Philips Server
YSC | 509 | YNH WP 4 NEONATAL INTENSIVE CARE UNIT |  | WP-427A | 4NN6-01 | NN6-01 | Fixed | YNH-WP4 NNICU-M6-1 | YNH0000580 | 304794 | Philips Medical | Intellivue MP50 | Monitor Philips IntelliVue | N/A |  | M8004A | D.00.58 | DE44023063 | H39340 | Philips Server
YSC | 510 | YNH WP 4 NEONATAL INTENSIVE CARE UNIT |  | WP-427B | 4NN6-02 | NN6-02 | Fixed | YNH-WP4 NNICU-M6-2 | YNH0000581 | 304795 | Philips Medical | Intellivue MP50 | Monitor Philips IntelliVue | N/A |  | M8004A | D.00.58 | DE44023082 | H39357 | Philips Server
YSC | 511 | YNH WP 4 NEONATAL INTENSIVE CARE UNIT |  | WP-428A | 4NN7-01 | NN7-01 | Fixed | YNH-WP4 NNICU-M7-1 | YNH0000582 | 304796 | Philips Medical | Intellivue MP50 | Monitor Philips IntelliVue | N/A |  | M8004A | D.00.58 | DE44023079 | H39354 | Philips Server
YSC | 512 | YNH WP 4 NEONATAL INTENSIVE CARE UNIT |  | WP-484A | 4NNR-01 | NNR-01 | Non-Fixed | YNH-WP4 NNICU-MR-1 | YNH0000583 | 304797 | Philips Medical | Intellivue MP50 | Monitor Philips IntelliVue | N/A |  | M8004A | D.00.58 | DE44023103 | H39369 | Philips Server
YSC | 513 | YNH WP 4 NEONATAL INTENSIVE CARE UNIT |  | WP-484B | 4NNR-02 | NNR-02 | Non-Fixed | YNH-WP4 NNICU-MR-2 | YNH0000584 | 304798 | Philips Medical | Intellivue MP50 | Monitor Philips IntelliVue | N/A |  | M8004A | D.00.58 | DE44023115 | H39379 | Philips Server
YSC | 514 | YNH WP 4 NEONATAL INTENSIVE CARE UNIT |  | WP-484C | 4NNR-03 | NNR-03 | Non-Fixed | YNH-WP4 NNICU-MR-3 | YNH0000585 | 304799 | Philips Medical | Intellivue MP50 | Monitor Philips IntelliVue | N/A |  | M8004A | D.00.58 | DE44023116 | H39380 | Philips Server
YSC | 515 | YNH WP 4 LABOR & DELIVERY |  | WP-458A | N/A | N/A | Non-Fixed | YNH-WP4 L&D-M01 | YNH0000586 | 304800 | Datex, Inc. | S/5 Monitor | Monitor Datex S/5 | N/A |  | F-CM1-04 |  | 6217535 | H41808 | B1-CFT
YSC | 516 | YNH WP 4 LABOR & DELIVERY |  | WP-458B | N/A | N/A | Non-Fixed | YNH-WP4 L&D-M02 | YNH0000587 | 304801 | Datex, Inc. | S/5 Monitor | Monitor Datex S/5 | N/A |  | F-CM1-04 |  | 6288491 | H42719 | B1-CFT
YSC | 517 | YNH WP 4 LABOR & DELIVERY |  | WP-458C | N/A | N/A | Non-Fixed | YNH-WP4 L&D-M03 | YNH0000588 | 304802 | Datex, Inc. | S/5 Monitor | Monitor Datex S/5 | N/A |  | F-CM1-04 |  | 6217518 | H41807 | B1-CFT
YSC | 518 | YNH WP 4 LABOR & DELIVERY |  | WP-458D | N/A | N/A | Non-Fixed | YNH-WP4 L&D-M04 | YNH0000589 | 304803 | Datex, Inc. | S/5 Monitor | Monitor Datex S/5 | N/A |  | F-CM1-04 |  | 6217537 | H41806 | B1-CFT
YSC | 519 | YNH WP 4 LABOR & DELIVERY |  | Mobile | N/A | N/A | Non-Fixed | YNH-WP4 L&D-M05 | YNH0000590 | 304804 | Datex, Inc. | S/5 Monitor | Monitor Datex S/5 | N/A |  | F-FMW-00 |  | 6391549 | H44682 | B1-CFT
YSC | 520 | YNH WP 4 LABOR & DELIVERY |  | WP-461 | 461-A | WP-461 | Fixed | YNH-WP4 L&D-M461 | YNH0000591 | 304805 | Philips Medical | Intellivue MP30 | Monitor Philips IntelliVue | N/A |  | M8002A/NB | D.00.58 | DE50409611 | H37433 | Philips Server
YSC | 521 | YNH WP 4 LABOR & DELIVERY |  | WP-462 | 462-A | WP-462 | Fixed | YNH-WP4 L&D-M462 | YNH0000592 | 304806 | Philips Medical | Intellivue MP30 | Monitor Philips IntelliVue | N/A |  | M8002A/NB | D.00.58 | DE50409616 | H37434 | Philips Server
YSC | 522 | YNH WP 4 LABOR & DELIVERY |  | WP-463 | 463-A | WP-463 | Fixed | YNH-WP4 L&D-M463 | YNH0000593 | 304807 | Philips Medical | Intellivue MP30 | Monitor Philips IntelliVue | N/A |  | M8002A/NB | D.00.58 | DE50409618 | H37436 | Philips Server
YSC | 523 | YNH WP 4 LABOR & DELIVERY |  | WP-464 | 464-A | WP-464 | Fixed | YNH-WP4 L&D-M464 | YNH0000594 | 304808 | Philips Medical | Intellivue MP30 | Monitor Philips IntelliVue | N/A |  | M8002A/NB | D.00.58 | DE50409617 | H37435 | Philips Server
YSC | 524 | YNH WP 4 LABOR & DELIVERY |  | WP-465 | 465-A | WP-465 | Fixed | YNH-WP4 L&D-M465 | YNH0000595 | 304809 | Philips Medical | Intellivue MP30 | Monitor Philips IntelliVue | N/A |  | M8002A/NB | D.00.58 | DE50409624 | H37438 | Philips Server
YSC | 525 | YNH WP 4 LABOR & DELIVERY |  | WP-466 | 466-A | WP-466 | Fixed | YNH-WP4 L&D-M466 | YNH0000596 | 304810 | Philips Medical | Intellivue MP30 | Monitor Philips IntelliVue | N/A |  | M8002A/NB | D.00.58 | DE50409621 | H37437 | Philips Server
YSC | 526 | YNH WP 4 LABOR & DELIVERY |  | WP-467 | 467-A | WP-467 | Fixed | YNH-WP4 L&D-M467 | YNH0000597 | 304811 | Philips Medical | Intellivue MP30 | Monitor Philips IntelliVue | N/A |  | M8002A/NB | D.00.58 | DE50409631 | H37440 | Philips Server
YSC | 527 | YNH WP 4 LABOR & DELIVERY |  | WP-468 | 468-A | WP-468 | Fixed | YNH-WP4 L&D-M468 | YNH0000598 | 304812 | Philips Medical | Intellivue MP30 | Monitor Philips IntelliVue | N/A |  | M8002A/NB | D.00.58 | DE50409630 | H37439 | Philips Server
YSC | 528 | YNH WP 4 LABOR & DELIVERY |  | WP-469 | 469-A | WP-469 | Fixed | YNH-WP4 L&D-M469 | YNH0000599 | 304813 | Philips Medical | Intellivue MP30 | Monitor Philips IntelliVue | N/A |  | M8002A/NB | D.00.58 | DE50409638 | H37442 | Philips Server
YSC | 529 | YNH WP 4 LABOR & DELIVERY |  | WP-470 | 470-A | WP-470 | Fixed | YNH-WP4 L&D-M470 | YNH0000600 | 304814 | Philips Medical | Intellivue MP30 | Monitor Philips IntelliVue | N/A |  | M8002A/NB | D.00.58 | DE50409633 | H37441 | Philips Server
YSC | 530 | YNH WP 4 LABOR & DELIVERY |  | WP-471 | 471-A | WP-471 | Fixed | YNH-WP4 L&D-M471 | YNH0000601 | 304815 | Philips Medical | Intellivue MP30 | Monitor Philips IntelliVue | N/A |  | M8002A/NB | D.00.58 | DE50409644 | H37443 | Philips Server
YSC | 531 | YNH WP 7 NEURON & MED SPEC |  | WP-710A | 710-A | 710A | Fixed | YNH-WP7 NEURO-M710A | YNH0000602 | 304816 | Philips Medical | Intellivue MP30 | Monitor Philips IntelliVue | N/A |  | M8002A/NB | D.00.58 | DE52611902 | H37801 | Philips Server
YSC | 532 | YNH WP 7 NEURON & MED SPEC |  | WP-710B | 710-B | 710B | Fixed | YNH-WP7 NEURO-M710B | YNH0000603 | 304817 | Philips Medical | Intellivue MP30 | Monitor Philips IntelliVue | N/A |  | M8002A/NB | D.00.58 | DE52611889 | H37800 | Philips Server
YSC | 533 | YNH WP 7 NEURON & MED SPEC |  | WP-712 | 712-A | 712 | Fixed | YNH-WP7 NEURO-M712 | YNH0000604 | 304818 | Philips Medical | Intellivue MP30 | Monitor Philips IntelliVue | N/A |  | M8002A/NB | D.00.58 | DE52611870 | H37814 | Philips Server
YSC | 534 | YNH WP 7 NEURON & MED SPEC |  | WP-714 | 714-A | 714 | Fixed | YNH-WP7 NEURO-M714 | YNH0000605 | 304819 | Philips Medical | Intellivue MP30 | Monitor Philips IntelliVue | N/A |  | M8002A/NB | D.00.58 | DE52611906 | H37803 | Philips Server
YSC | 535 | YNH WP 7 NEURON & MED SPEC |  | WP-716 | 716-A | 716 | Fixed | YNH-WP7 NEURO-M716 | YNH0000606 | 304820 | Philips Medical | Intellivue MP30 | Monitor Philips IntelliVue | N/A |  | M8002A/NB | D.00.58 | DE52611916 | H37804 | Philips Server
YSC | 536 | YNH WP 7 NEURON & MED SPEC |  | WP-718 | 718-A | 718 | Fixed | YNH-WP7 NEURO-M718 | YNH0000607 | 304821 | Philips Medical | Intellivue MP30 | Monitor Philips IntelliVue | N/A |  | M8002A/NB | D.00.58 | DE52611920 | H37805 | Philips Server
YSC | 537 | YNH WP 7 NEURON & MED SPEC |  | WP-720 | 720-A | 720 | Fixed | YNH-WP7 NEURO-M720 | YNH0000608 | 304822 | Philips Medical | Intellivue MP30 | Monitor Philips IntelliVue | N/A |  | M8002A/NB | D.00.58 | DE52611922 | H37806 | Philips Server
YSC | 538 | YNH WP 7 NEURON & MED SPEC |  | WP-722 | 722-A | 722 | Fixed | YNH-WP7 NEURO-M722 | YNH0000609 | 304823 | Philips Medical | Intellivue MP30 | Monitor Philips IntelliVue | N/A |  | M8002A/NB | D.00.58 | DE52611948 | H37811 | Philips Server
YSC | 539 | YNH WP 7 NEURON & MED SPEC |  | WP-724 | 724-A | 724 | Fixed | YNH-WP7 NEURO-M724 | YNH0000610 | 304824 | Philips Medical | Intellivue MP30 | Monitor Philips IntelliVue | N/A |  | M8002A/NB | D.00.58 | DE52611928 | H37808 | Philips Server
YSC | 540 | YNH WP 7 NEURON & MED SPEC |  | WP-726 | 726-A | 726 | Fixed | YNH-WP7 NEURO-M726 | YNH0000611 | 304825 | Philips Medical | Intellivue MP30 | Monitor Philips IntelliVue | N/A |  | M8002A/NB | D.00.58 | DE52611930 | H37809 | Philips Server
YSC | 541 | YNH WP 7 NEURON & MED SPEC |  | WP-728 | 728-A | 728 | Fixed | YNH-WP7 NEURO-M728 | YNH0000612 | 304826 | Philips Medical | Intellivue MP30 | Monitor Philips IntelliVue | N/A |  | M8002A/NB | D.00.58 | DE52611926 | H37810 | Philips Server
YSC | 542 | YNH WP 7 NEURON & MED SPEC |  | WP-730A | 730-A | 730A | Fixed | YNH-WP7 NEURO-M730A | YNH0000613 | 304827 | Philips Medical | Intellivue MP30 | Monitor Philips IntelliVue | N/A |  | M8002A/NB | D.00.58 | DE52611952 | H37812 | Philips Server
YSC | 543 | YNH WP 7 NEURON & MED SPEC |  | WP-730B | 730-B | 730B | Fixed | YNH-WP7 NEURO-M730B | YNH0000614 | 304828 | Philips Medical | Intellivue MP30 | Monitor Philips IntelliVue | N/A |  | M8002A/NB | D.00.58 | DE52611927 | H37807 | Philips Server
YSC | 544 | YNH WP 7 NEURON & MED SPEC |  | WP-732A | 732-A | 732A |  |  |  |  | Philips Medical | Intellivue MP70 | Monitor Philips IntelliVue | N/A |  | M8007A |  |  |  | Philips Server
YSC | 545 | YNH WP 7 NEURON & MED SPEC |  | WP-732B | 732-B | 732B |  |  |  |  | Philips Medical | Intellivue MP70 | Monitor Philips IntelliVue | N/A |  | M8007A |  |  |  | Philips Server
YSC | 546 | YNH WP 7 NEURON & MED SPEC |  | WP-733 | 733-A | 733 |  |  |  |  | Philips Medical | Intellivue MP30 | Monitor Philips IntelliVue | N/A |  | M8002A | D.00.58 | DE52611905 | H37802 | Philips Server
YSC | 547 | YNH WP 7 PEDIATRIC INTENSIVE CARE |  | WP-732A | 732-A | 732A | Fixed | YNH-WP7 PICU-M732A | YNH0000990 | 306754 | Philips Medical | Intellivue MP70 | Monitor Philips IntelliVue | N/A |  | M8007A |  |  |  | Philips Server
YSC | 548 | YNH WP 7 PEDIATRIC INTENSIVE CARE |  | WP-732B | 732-B | 732B | Fixed | YNH-WP7 PICU-M732B | YNH0000991 | 306755 | Philips Medical | Intellivue MP70 | Monitor Philips IntelliVue | N/A |  | M8007A |  |  |  | Philips Server
YSC | 549 | YNH WP 7 PEDIATRIC INTENSIVE CARE |  | WP-733 | 733-A | 733 | Fixed | YNH-WP7 PICU-M733 | YNH0000615 | 304829 | Philips Medical | Intellivue MP30 | Monitor Philips IntelliVue | N/A |  | M8002A | D.00.58 | DE52611905 | H37802 | Philips Server
YSC | 550 | YNH WP 7 PEDIATRIC INTENSIVE CARE |  | WP-734A | 734-A | 734A | Fixed | YNH-WP7 PICU-M734A | YNH0000616 | 304830 | Philips Medical | Intellivue MP70 | Monitor Philips IntelliVue | N/A |  | M8007A | D.00.58 | DE35015791 | H35250 | Philips Server
YSC | 551 | YNH WP 7 PEDIATRIC INTENSIVE CARE |  | WP-734B | 734-B | 734B | Fixed | YNH-WP7 PICU-M734B | YNH0000617 | 304831 | Philips Medical | Intellivue MP70 | Monitor Philips IntelliVue | N/A |  | M8007A | D.00.58 | DE35015792 | H35251 | Philips Server
YSC | 552 | YNH WP 7 PEDIATRIC INTENSIVE CARE |  | WP-736 | 736-A | 736 | Fixed | YNH-WP7 PICU-M736 | YNH0000618 | 304832 | Philips Medical | Intellivue MP70 | Monitor Philips IntelliVue | N/A |  | M8007A | D.00.58 | DE35015793 | H35252 | Philips Server
YSC | 553 | YNH WP 7 PEDIATRIC INTENSIVE CARE |  | WP-738 | 738-A | 738 | Fixed | YNH-WP7 PICU-M738 | YNH0000619 | 304833 | Philips Medical | Intellivue MP70 | Monitor Philips IntelliVue | N/A |  | M8007A | D.00.58 | DE35015799 | H35253 | Philips Server
YSC | 554 | YNH WP 7 PEDIATRIC INTENSIVE CARE |  | WP-740 | 740-A | 740 | Fixed | YNH-WP7 PICU-M740 | YNH0000620 | 304834 | Philips Medical | Intellivue MP70 | Monitor Philips IntelliVue | N/A |  | M8007A | D.00.58 | DE35015803 | H35254 | Philips Server
YSC | 555 | YNH WP 7 PEDIATRIC INTENSIVE CARE |  | WP-742 | 742-A | 742 | Fixed | YNH-WP7 PICU-M742 | YNH0000621 | 304835 | Philips Medical | Intellivue MP70 | Monitor Philips IntelliVue | N/A |  | M8007A | D.00.58 | DE35015804 | H35255 | Philips Server
YSC | 556 | YNH WP 7 PEDIATRIC INTENSIVE CARE |  | WP-744 | 744-A | 744 | Fixed | YNH-WP7 PICU-M744 | YNH0000622 | 304836 | Philips Medical | Intellivue MP70 | Monitor Philips IntelliVue | N/A |  | M8007A | D.00.58 | DE35015805 | H35256 | Philips Server
YSC | 557 | YNH WP 7 PEDIATRIC INTENSIVE CARE |  | WP-746 | 746-A | 746 | Fixed | YNH-WP7 PICU-M746 | YNH0000623 | 304837 | Philips Medical | Intellivue MP70 | Monitor Philips IntelliVue | N/A |  | M8007A | D.00.58 | DE35015808 | H35257 | Philips Server
YSC | 558 | YNH WP 7 PEDIATRIC INTENSIVE CARE |  | WP-748 | 748-A | 748 | Fixed | YNH-WP7 PICU-M748 | YNH0000624 | 304838 | Philips Medical | Intellivue MP70 | Monitor Philips IntelliVue | N/A |  | M8007A | D.00.58 | DE35015809 | H35258 | Philips Server
YSC | 559 | YNH WP 7 PEDIATRIC INTENSIVE CARE |  | WP-750 | 750-A | 750 | Fixed | YNH-WP7 PICU-M750 | YNH0000625 | 304839 | Philips Medical | Intellivue MP70 | Monitor Philips IntelliVue | N/A |  | M8007A | D.00.58 | DE35015810 | H35259 | Philips Server
YSC | 560 | YNH WP 7 PEDIATRIC INTENSIVE CARE |  | WP-752A | 752-A | 752A | Fixed | YNH-WP7 PICU-M752A | YNH0000626 | 304840 | Philips Medical | Intellivue MP70 | Monitor Philips IntelliVue | N/A |  | M8007A | D.00.58 | DE35015812 | H35261 | Philips Server
YSC | 561 | YNH WP 7 PEDIATRIC INTENSIVE CARE |  | WP-752B | 752-B | 752B | Fixed | YNH-WP7 PICU-M752B | YNH0000627 | 304841 | Philips Medical | Intellivue MP70 | Monitor Philips IntelliVue | N/A |  | M8007A | D.00.58 | DE35015811 | H35260 | Philips Server
YSC | 562 | YNH WP 7 PEDIATRIC INTENSIVE CARE |  | WP-754 | 754-A | 754 | Fixed | YNH-WP7 PICU-M754 | YNH0000628 | 304842 | Philips Medical | Intellivue MP70 | Monitor Philips IntelliVue | N/A |  | M8007A | D.00.58 | DE35015813 | H35262 | Philips Server
YSC | 563 | YNH WP 7 PEDIATRIC INTENSIVE CARE |  | WP-756 | 756-A | 756 | Fixed | YNH-WP7 PICU-M756 | YNH0000629 | 304843 | Philips Medical | Intellivue MP70 | Monitor Philips IntelliVue | N/A |  | M8007A | D.00.58 | DE35015814 | H35263 | Philips Server
YSC | 564 | YNH WP 7 PEDIATRIC INTENSIVE CARE |  | WP-758 | 758-A | 758 | Fixed | YNH-WP7 PICU-M758 | YNH0000630 | 304844 | Philips Medical | Intellivue MP70 | Monitor Philips IntelliVue | N/A |  | M8007A | D.00.58 | DE35015821 | H35264 | Philips Server
YSC | 565 | YNH WP 7 PEDIATRIC INTENSIVE CARE |  | WP-760 | 760-A | 760 | Fixed | YNH-WP7 PICU-M760 | YNH0000631 | 304845 | Philips Medical | Intellivue MP70 | Monitor Philips IntelliVue | N/A |  | M8007A | D.00.58 | DE35015823 | H35265 | Philips Server
YSC | 566 | YNH WP 7 PEDIATRIC INTENSIVE CARE |  | WP-762 | 762-A | 762 | Fixed | YNH-WP7 PICU-M762 | YNH0000632 | 304846 | Philips Medical | Intellivue MP70 | Monitor Philips IntelliVue | N/A |  | M8007A | D.00.58 | DE35015824 | H35266 | Philips Server
YSC | 567 | YNH WP 7 PEDIATRIC INTENSIVE CARE |  | WP-764 | 764-A | 764 | Fixed | YNH-WP7 PICU-M764 | YNH0000633 | 304847 | Philips Medical | Intellivue MP70 | Monitor Philips IntelliVue | N/A |  | M8007A | D.00.58 | DE35015827 | H35267 | Philips Server
YSC | 568 | YNH WP 7 PEDIATRIC INTENSIVE CARE |  | WP-766 | 766-A | 766 | Fixed | YNH-WP7 PICU-M766 | YNH0000634 | 304848 | Philips Medical | Intellivue MP70 | Monitor Philips IntelliVue | N/A |  | M8007A | D.00.58 | DE35015833 | H35268 | Philips Server
YSC | 569 | YNH WP 4 NEONATAL INTENSIVE CARE UNIT |  | WP-1041A | 4NN8-01 | NN8-01 | Fixed | YNH-WP10 NNICU-M8-1 | YNH0000635 | 304849 | Philips Medical | Intellivue MP50 | Monitor Philips IntelliVue | N/A |  | M8004A | E.01.28 | DE44039083 | H42466 | Philips Server
YSC | 570 | YNH WP 4 NEONATAL INTENSIVE CARE UNIT |  | WP-1041A | 4NN8-02 | NN8-02 | Fixed | YNH-WP10 NNICU-M8-2 | YNH0000636 | 304850 | Philips Medical | Intellivue MP50 | Monitor Philips IntelliVue | N/A |  | M8004A | E.01.28 | DE44039087 | H42467 | Philips Server
YSC | 571 | YNH WP 4 NEONATAL INTENSIVE CARE UNIT |  | WP-1041A | 4NN8-03 | NN8-03 | Fixed | YNH-WP10 NNICU-M8-3 | YNH0000637 | 304851 | Philips Medical | Intellivue MP50 | Monitor Philips IntelliVue | N/A |  | M8004A | E.01.28 | DE44039088 | H42468 | Philips Server
YSC | 572 | YNH WP 4 NEONATAL INTENSIVE CARE UNIT |  | WP-1041A | 4NN8-04 | NN8-04 | Fixed | YNH-WP10 NNICU-M8-4 | YNH0000638 | 304852 | Philips Medical | Intellivue MP50 | Monitor Philips IntelliVue | N/A |  | M8004A | E.01.28 | DE44039102 | H42471 | Philips Server
YSC | 573 | YNH WP 4 NEONATAL INTENSIVE CARE UNIT |  | WP-1041A | 4NN8-05 | NN8-05 | Fixed | YNH-WP10 NNICU-M8-5 | YNH0000639 | 304853 | Philips Medical | Intellivue MP50 | Monitor Philips IntelliVue | N/A |  | M8004A | E.01.28 | DE44039100 | H42470 | Philips Server
YSC | 574 | YNH WP 4 NEONATAL INTENSIVE CARE UNIT |  | WP-1041A | 4NN8-06 | NN8-06 | Fixed | YNH-WP10 NNICU-M8-6 | YNH0000640 | 304854 | Philips Medical | Intellivue MP50 | Monitor Philips IntelliVue | N/A |  | M8004A | E.01.28 | DE44039090 | H42469 | Philips Server
YSC | 575 | YNH WP8 Newborn Nursery |  | WP8 | N/A | N/A | Non-Fixed | YNH-WP8 NB-M01 | YNH0000982 | 306702 | Philips Medical | Intellivue MP30 | Monitor Philips IntelliVue | N/A |  | M8002A |  |  |  | B1-CFW
YSC | 576 | YNH WP8 Newborn Nursery |  | WP8 | N/A | N/A | Non-Fixed | YNH-WP8 NB-M02 | YNH0000983 | 306703 | Philips Medical | Intellivue MP30 | Monitor Philips IntelliVue | N/A |  | M8002A |  |  |  | B1-CFW
YSC | 577 | YNH WP8 Newborn Nursery |  | WP8 | N/A | N/A | Non-Fixed | YNH-WP8 NB-M03 | YNH0000984 | 306704 | Philips Medical | Intellivue MP30 | Monitor Philips IntelliVue | N/A |  | M8002A |  |  |  | B1-CFW
YSC | 578 | YNH WP8 Newborn Nursery |  | WP8 | N/A | N/A | Non-Fixed | YNH-WP8 NB-M04 | YNH0000985 | 306705 | Philips Medical | Intellivue MP5 | Monitor Philips IntelliVue | N/A |  | M8105A |  |  |  | B1-CFY
YSC | 579 | YNH WP8 Newborn Nursery |  | WP8 | N/A | N/A | Non-Fixed | YNH-WP8 NB-M05 | YNH0000986 | 306706 | Philips Medical | Intellivue MP5 | Monitor Philips IntelliVue | N/A |  | M8105A |  |  |  | B1-CFY
YSC | 580 | YNH ECT LVB YNH ECT PACU YNH Interventional Psych |  | LV B08 | N/A | N/A | Non-Fixed | YNH-ECT LVB-M01 | YNH0000710 | 304004 | Philips Medical | Intellivue MP50 | Monitor Philips IntelliVue | N/A |  | M8004A | D.00.58 | DE44037073 | H42200 | B1-CFW
YSC | 581 | YNH ECT LVB YNH ECT PACU YNH Interventional Psych |  | LV B08 | N/A | N/A | Non-Fixed | YNH-ECT LVB-M02 | YNH0000711 | 305004 | Philips Medical | Intellivue MP50 | Monitor Philips IntelliVue | N/A |  | M8004A | D.00.58 | DE44037077 | H42201 | B1-CFW
YSC | 582 | YNH ECT LVB YNH ECT PACU YNH Interventional Psych |  | LV B08 | N/A | N/A | Non-Fixed | YNH-ECT LVB-M03 | YNH0000712 | 305005 | Philips Medical | Intellivue MP50 | Monitor Philips IntelliVue | N/A |  | M8004A | D.00.58 | DE44037081 | H42202 | B1-CFW
YSC | 583 | YNH ECT LVB YNH ECT PACU YNH Interventional Psych |  | LV B08 | N/A | N/A | Non-Fixed | YNH-ECT LVB-M04 | YNH0000713 | 305006 | Philips Medical | Intellivue MP50 | Monitor Philips IntelliVue | N/A |  | M8004A | D.00.58 | DE44037084 | H42203 | B1-CFW
YSC | 584 | YNH ECT LVB YNH ECT PACU YNH Interventional Psych |  | LV B08 | N/A | N/A | Non-Fixed | YNH-ECT LVB-M06 | YNH0000926 | 306682 | Philips Medical | Intellivue MP30 | Monitor Philips IntelliVue | N/A |  | M8002A | D.00.58 | DE54020921 | H40429 | B1-CFW
YSC | 585 | YNH ECT LVB YNH ECT PACU YNH Interventional Psych |  | LV B08 | N/A | N/A | Non-Fixed | YNH-ECT LVB-M07 | YNH0000927 | 306683 | Philips Medical | Intellivue MP30 | Monitor Philips IntelliVue | N/A |  | M8002A | D.00.58 | DE42605310 | H36478 | B1-CFW
YSC | 586 | YNH SMILOW RADIATION ONCOLOGY |  | Room C | N/A | N/A | Non-Fixed | YNH-NPLL RANDOC-M01 | YNH0000799 | 306700 | GE | DASH 5000 | Monitor GE Dash | N/A |  | DASH 5000 |  | SHQ13137736SA | H54281 | B1-CAQ
YSC | 587 | YNH SMILOW PEDIATRIC INFUSION CENTER |  | NP7-222 | N/A | N/A | Non-Fixed | YNH-NP7 PEDIONC-M01 | YNH0000827 | 306472 | Philips Medical | Intellivue MP30 | Monitor Philips IntelliVue | N/A |  | M8002A |  | DE42605317 | H36480 | B1-CFW
YSC | 588 | YNH PEDIATRIC SEDATION |  | FLOAT | N/A | N/A | Non-Fixed | YNH-PEDI SEDATION-M01 | YNH0000832 | 306538 | Philips Medical | Intellivue MP30 | Monitor Philips IntelliVue | N/A |  | M8002A |  | DE52611807 | H37895 | B1-CFW
YSC | 589 | YNH PEDIATRIC SEDATION |  | FLOAT | N/A | N/A | Non-Fixed | YNH-PEDI SEDATION-M02 | YNH0000897 | 306653 | Philips Medical | Intellivue MP30 | Monitor Philips IntelliVue | N/A |  | M8002A |  |  |  | B1-CFW
YSC | 590 | YNH SMILOW MRI |  | WP2-272 | N/A | N/A | Non-Fixed | YNH-WP2 PEDI MRI HOLD-M01 | YNH0000861 | 306609 | Philips Medical | Intellivue MP5 | Monitor Philips IntelliVue | N/A |  | M8105A |  |  |  | B1-CFY
YSC | 591 | YNH SMILOW MRI |  | WP2-272 | N/A | N/A | Non-Fixed | YNH-WP2 PEDI MRI HOLD-M02 | YNH0000862 | 306610 | Philips Medical | Intellivue MP5 | Monitor Philips IntelliVue | N/A |  | M8105A |  |  |  | B1-CFY
YSC | 592 | YNH SMILOW MRI |  | WP2-272 | N/A | N/A | Non-Fixed | YNH-WP2 PEDI MRI HOLD-M03 | YNH0000896 | 306617 | Philips Medical | Intellivue MP5 | Monitor Philips IntelliVue | N/A |  | M8105A |  |  |  | B1-CFY
YSC | 593 | YNH HVC PROCEDURE OLD SAYBROOK |  | 405 | N/A | OSB Pro-01 | Non-Fixed | YNH-OSB PROCEDURE-M01 | YNH0000935 | 308001 | Philips Medical | Intellivue MP5 | Monitor Philips IntelliVue | N/A |  | M8105A |  |  |  | Philips Server
YSC | 594 | YNH HVC PROCEDURE OLD SAYBROOK |  | 401 | N/A | OSB Rec-01 | Non-Fixed | YNH-OSB RECOVERY-M01 | YNH0000936 | 308002 | Philips Medical | Intellivue MP5 | Monitor Philips IntelliVue | N/A |  | M8105A |  |  |  | Philips Server
YSC | 595 | YNH HVC PROCEDURE OLD SAYBROOK |  | 402 | N/A | OSB Rec-02 | Non-Fixed | YNH-OSB RECOVERY-M02 | YNH0000937 | 308003 | Philips Medical | Intellivue MP5 | Monitor Philips IntelliVue | N/A |  | M8105A |  |  |  | Philips Server
LHM | 1 | LMH 3.4 ICU |  | 3414 | ICU 01 | ICU_1 | Fixed | LMH-ICU-M3414 | LMH0000016 | 305551 | Philips Medical | Intellivue MP70 | Monitor Philips IntelliVue | N/A |  |  | F.01.40 | DE72846769 | 16421 | Philips Server
LHM | 2 | LMH 3.4 ICU |  | 3416 | ICU 02 | ICU_2 | Fixed | LMH-ICU-M3416 | LMH0000017 | 305552 | Philips Medical | Intellivue MP70 | Monitor Philips IntelliVue | N/A |  |  | F.01.40 | DE73166259 | 16422 | Philips Server
LHM | 3 | LMH 3.4 ICU |  | 3418 | ICU 03 | ICU_3 | Fixed | LMH-ICU-M3418 | LMH0000018 | 305553 | Philips Medical | Intellivue MP70 | Monitor Philips IntelliVue | N/A |  |  | F.01.40 | DE73166262 | 16423 | Philips Server
LHM | 4 | LMH 3.4 ICU |  | 3420 | ICU 04 | ICU_4 | Fixed | LMH-ICU-M3420 | LMH0000019 | 305554 | Philips Medical | Intellivue MP70 | Monitor Philips IntelliVue | N/A |  |  | F.01.40 | DE73166268 | 16424 | Philips Server
LHM | 5 | LMH 3.4 ICU |  | 3422 | ICU 05 | ICU_5 | Fixed | LMH-ICU-M3422 | LMH0000020 | 305555 | Philips Medical | Intellivue MP70 | Monitor Philips IntelliVue | N/A |  |  | F.01.40 | DE73166263 | 16425 | Philips Server
LHM | 6 | LMH 3.4 ICU |  | 3424 | ICU 06 | ICU_6 | Fixed | LMH-ICU-M3424 | LMH0000021 | 305556 | Philips Medical | Intellivue MP70 | Monitor Philips IntelliVue | N/A |  |  | F.01.40 | DE73166261 | 16426 | Philips Server
LHM | 7 | LMH 3.4 ICU |  | 3425 | ICU 07 | ICU_7 | Fixed | LMH-ICU-M3425 | LMH0000022 | 305557 | Philips Medical | Intellivue MP70 | Monitor Philips IntelliVue | N/A |  |  | F.01.40 | DE73166257 | 16427 | Philips Server
LHM | 8 | LMH 3.4 ICU |  | 3423 | ICU 08 | ICU_8 | Fixed | LMH-ICU-M3423 | LMH0000023 | 305558 | Philips Medical | Intellivue MP70 | Monitor Philips IntelliVue | N/A |  |  | F.01.40 | DE73166277 | 16563 | Philips Server
LHM | 9 | LMH 3.4 ICU |  | 3421 | ICU 09 | ICU_9 | Fixed | LMH-ICU-M3421 | LMH0000024 | 305559 | Philips Medical | Intellivue MP70 | Monitor Philips IntelliVue | N/A |  |  | F.01.40 | DE73166272 | 16564 | Philips Server
LHM | 10 | LMH 3.4 ICU |  | 3419 | ICU 10 | ICU_10 | Fixed | LMH-ICU-M3419 | LMH0000025 | 305560 | Philips Medical | Intellivue MP70 | Monitor Philips IntelliVue | N/A |  |  | F.01.40 | DE73166260 | 16565 | Philips Server
LHM | 11 | LMH 5.4 CCU |  | 5420 | CCU 01 | CCU_1 | Fixed | LMH-CCU-M5420 | LMH0000026 | 305561 | Philips Medical | HP CMS | Monitor Philips IntelliVue | N/A |  |  | F.01.40 | DE73166271 | 21838 | Philips Server
LHM | 12 | LMH 5.4 CCU |  | 5422 | CCU 02 | CCU_2 | Fixed | LMH-CCU-M5422 | LMH0000027 | 305562 | Philips Medical | HP CMS | Monitor Philips IntelliVue | N/A |  | M1097A | SW REV 17.62 NLS 17.5 | CN44130102 | 22360 | Philips Server
LHM | 13 | LMH 5.4 CCU |  | 5424 | CCU 03 | CCU_3 | Fixed | LMH-CCU-M5424 | LMH0000028 | 305563 | Philips Medical | HP CMS | Monitor Philips IntelliVue | N/A |  | M1097A | SW REV 17.62 NLS 17.5 | TW41401158 | 21896 | Philips Server
LHM | 14 | LMH 5.4 CCU |  | 5426 | CCU 04 | CCU_4 | Fixed | LMH-CCU-M5426 | LMH0000029 | 305564 | Philips Medical | HP CMS | Monitor Philips IntelliVue | N/A |  | M1097A | SW REV 17.62 NLS 17.5 | TW41363012 | 21554 | Philips Server
LHM | 15 | LMH 5.4 CCU |  | 5428 | CCU 05 | CCU_5 | Fixed | LMH-CCU-M5428 | LMH0000030 | 305565 | Philips Medical | HP CMS | Monitor Philips IntelliVue | N/A |  | M1097A | SW REV 17.62 NLS 17.5 | TW44060053 | 13260 | Philips Server
LHM | 16 | LMH 5.4 CCU |  | 5429 | CCU 06 | CCU_6 | Fixed | LMH-CCU-M5429 | LMH0000031 | 305566 | Philips Medical | HP CMS | Monitor Philips IntelliVue | N/A |  | M1097A | SW REV 17.62 NLS 17.5 | TW44060015 | 13273 | Philips Server
LHM | 17 | LMH 5.4 CCU |  | 5427 | CCU 07 | CCU_7 | Fixed | LMH-CCU-M5427 | LMH0000032 | 305567 | Philips Medical | HP CMS | Monitor Philips IntelliVue | N/A |  | M1097A | SW REV 17.62 NLS 17.5 | TW44061073 | 13264 | Philips Server
LHM | 18 | LMH 5.4 CCU |  | 5425 | CCU 08 | CCU_8 | Fixed | LMH-CCU-M5425 | LMH0000033 | 305568 | Philips Medical | HP CMS | Monitor Philips IntelliVue | N/A |  | M1097A | SW REV 17.62 NLS 17.5 | TW44061075 | 13266 | Philips Server
LHM | 19 | LMH 5.4 CCU |  | 5423 | CCU 09 | CCU_9 | Fixed | LMH-CCU-M5423 | LMH0000034 | 305569 | Philips Medical | HP CMS | Monitor Philips IntelliVue | N/A |  | M1097AA02 | SW REV 17.62 NLS 17.5 | TW41363010 | 21785 | Philips Server
LHM | 20 | LMH 5.4 CCU |  | 5421 | CCU 10 | CCU_10 | Fixed | LMH-CCU-M5421 | LMH0000035 | 305570 | Philips Medical | HP CMS | Monitor Philips IntelliVue | N/A |  | MP5 M8105A | H.15.41 | DE21054404 | 21321 | Philips Server
LHM | 21 | LMH EMERGENCY DEPARTMENT |  |  | LMH01 | ED-1 | Fixed | LMH-ED-M01 | LMH0000036 | 305571 | Philips Medical | Intellivue MP50 | Monitor Philips IntelliVue | N/A |  | M8004A | F.01.43 | DE82063458 | 17425 | Philips Server
LHM | 22 | LMH EMERGENCY DEPARTMENT |  |  | LMH02 | ED-2 | Fixed | LMH-ED-M02 | LMH0000037 | 305572 | Philips Medical | Intellivue MP50 | Monitor Philips IntelliVue | N/A |  | M8004A | F.01.43 | DE82063400 | 17463 | Philips Server
LHM | 23 | LMH EMERGENCY DEPARTMENT |  |  | LMH03 | ED-3 | Fixed | LMH-ED-M03 | LMH0000038 | 305573 | Philips Medical | Intellivue MP50 | Monitor Philips IntelliVue | N/A |  | M8004A | F.01.43 | DE82063381 | 17469 | Philips Server
LHM | 24 | LMH EMERGENCY DEPARTMENT |  |  | LMH04 | ED-4 | Fixed | LMH-ED-M04 | LMH0000039 | 305574 | Philips Medical | Intellivue MP50 | Monitor Philips IntelliVue | N/A |  | M8004A | F.01.43 | DE82063429 | 17431 | Philips Server
LHM | 25 | LMH EMERGENCY DEPARTMENT |  |  | LMH05 | ED-5 | Fixed | LMH-ED-M05 | LMH0000040 | 305575 | Philips Medical | Intellivue MP50 | Monitor Philips IntelliVue | N/A |  | M8004A | F.01.43 | DE82063405 | 17422 | Philips Server
LHM | 26 | LMH EMERGENCY DEPARTMENT |  |  | LMH06 | ED-6 | Fixed | LMH-ED-M06 | LMH0000041 | 305576 | Philips Medical | Intellivue MP50 | Monitor Philips IntelliVue | N/A |  | M8004A | F.01.43 | DE82063413 | 17441 | Philips Server
LHM | 27 | LMH EMERGENCY DEPARTMENT |  |  | LMH07 | ED-7 | Fixed | LMH-ED-M07 | LMH0000042 | 305577 | Philips Medical | Intellivue MP50 | Monitor Philips IntelliVue | N/A |  | M8004A | F.01.43 | DE82063394 | 17433 | Philips Server
LHM | 28 | LMH EMERGENCY DEPARTMENT |  |  | LMH08 | ED-8 | Fixed | LMH-ED-M08 | LMH0000043 | 305578 | Philips Medical | Intellivue MP50 | Monitor Philips IntelliVue | N/A |  | M8004A | F.01.43 | DE82063431 | 17453 | Philips Server
LHM | 29 | LMH EMERGENCY DEPARTMENT |  |  | LMH09 | ED-9 | Fixed | LMH-ED-M09 | LMH0000044 | 305579 | Philips Medical | Intellivue MP50 | Monitor Philips IntelliVue | N/A |  | M8004A | F.01.43 | DE82063376 | 17427 | Philips Server
LHM | 30 | LMH EMERGENCY DEPARTMENT |  |  | LMH10 | ED-10 | Fixed | LMH-ED-M10 | LMH0000045 | 305580 | Philips Medical | Intellivue MP50 | Monitor Philips IntelliVue | N/A |  | M8004A | F.01.43 | DE82063410 | 17443 | Philips Server
LHM | 31 | LMH EMERGENCY DEPARTMENT |  |  | LMH11 | ED-11 | Fixed | LMH-ED-M11 | LMH0000046 | 305581 | Philips Medical | Intellivue MP50 | Monitor Philips IntelliVue | N/A |  | M8004A | F.01.43 | DE82063387 | 17439 | Philips Server
LHM | 32 | LMH EMERGENCY DEPARTMENT |  |  | LMH12 | ED-12 | Fixed | LMH-ED-M12 | LMH0000047 | 305582 | Philips Medical | Intellivue MP50 | Monitor Philips IntelliVue | N/A |  | M8004A | F.01.43 | DE83603436 | 17451 | Philips Server
LHM | 33 | LMH EMERGENCY DEPARTMENT |  |  | LMH13 | ED-13 | Fixed | LMH-ED-M13 | LMH0000048 | 305583 | Philips Medical | Intellivue MP50 | Monitor Philips IntelliVue | N/A |  | M8004A | F.01.43 | DE82063423 | 17447 | Philips Server
LHM | 34 | LMH EMERGENCY DEPARTMENT |  |  | LMH14 | ED-14 | Fixed | LMH-ED-M14 | LMH0000049 | 305584 | Philips Medical | Intellivue MP50 | Monitor Philips IntelliVue | N/A |  | M8004A | F.01.43 | DE82063430 | 17449 | Philips Server
LHM | 35 | LMH EMERGENCY DEPARTMENT |  |  | LMH15 | ED-15 | Fixed | LMH-ED-M15 | LMH0000050 | 305585 | Philips Medical | Intellivue MP50 | Monitor Philips IntelliVue | N/A |  | M8004A | F.01.43 | DE82063378 | 17437 | Philips Server
LHM | 36 | LMH EMERGENCY DEPARTMENT |  |  | LMH16 | ED-16 | Fixed | LMH-ED-M16 | LMH0000051 | 305586 | Philips Medical | Intellivue MP50 | Monitor Philips IntelliVue | N/A |  | M8004A | F.01.43 | DE82063420 | 17445 | Philips Server
LHM | 37 | LMH EMERGENCY DEPARTMENT |  |  | LMH17 | ED-17 | Fixed | LMH-ED-M17 | LMH0000052 | 305587 | Philips Medical | Intellivue MP50 | Monitor Philips IntelliVue | N/A |  | M8004A | F.01.43 | DE82063421 | 17429 | Philips Server
LHM | 38 | LMH EMERGENCY DEPARTMENT |  |  | LMH18 | ED-18 | Fixed | LMH-ED-M18 | LMH0000053 | 305588 | Philips Medical | Intellivue MP50 | Monitor Philips IntelliVue | N/A |  | M8004A | F.01.43 | DE82063386 | 17435 | Philips Server
LHM | 39 | LMH EMERGENCY DEPARTMENT |  |  | LMH19 | ED-19 | Fixed | LMH-ED-M19 | LMH0000054 | 305589 | Philips Medical | Intellivue MP50 | Monitor Philips IntelliVue | N/A |  | M8004A | F.01.47 | DE82079674 | 19046 | Philips Server
LHM | 40 | LMH EMERGENCY DEPARTMENT |  |  | LMH20 | ED-20 | Fixed | LMH-ED-M20 | LMH0000055 | 305590 | Philips Medical | Intellivue MP50 | Monitor Philips IntelliVue | N/A |  | M8004A | F.01.47 | DE82079666 | 19047 | Philips Server
LHM | 41 | LMH EMERGENCY DEPARTMENT |  |  | LMH21 | ED-21 | Fixed | LMH-ED-M21 | LMH0000056 | 305591 | Philips Medical | Intellivue MP50 | Monitor Philips IntelliVue | N/A |  | M8004A | F.01.47 | DE82079685 | 19044 | Philips Server
LHM | 42 | LMH EMERGENCY DEPARTMENT |  |  | LMH22 | ED-22 | Fixed | LMH-ED-M22 | LMH0000057 | 305592 | Philips Medical | Intellivue MP50 | Monitor Philips IntelliVue | N/A |  | M8004A | F.01.47 | DE82079684 | 19045 | Philips Server
LHM | 43 | LMH EMERGENCY DEPARTMENT |  |  | LMHTriage | TRI-1 | Fixed | LMH-ED TRIAGE-M01 | LMH0000058 | 305593 | Philips Medical | Intellivue MP50 | Monitor Philips IntelliVue | N/A |  | M8004A | F.01.43 | DE82063440 | 17466 | Philips Server
LHM | 44 | LMH EMERGENCY DEPARTMENT |  |  | LMHTriage | TRI-2 | Fixed | LMH-ED TRIAGE-M02 | LMH0000059 | 305594 | Philips Medical | Intellivue MP50 | Monitor Philips IntelliVue | N/A |  | M8004A | F.01.43 | DE82063428 | 17467 | Philips Server
LHM | 45 | LMH EMERGENCY DEPARTMENT |  |  | LMHFT 00 | FT-0 | Fixed | LMH-ED FT-M01 | LMH0000091 | 305625 | Philips Medical | Intellivue MP2 | Monitor Philips IntelliVue | N/A
LHM | 46 | LMH EMERGENCY DEPARTMENT |  |  | LMHFT 01 | FT-1 | Fixed | LMH-ED FT-M02 | LMH0000092 | 305626 | Philips Medical | Intellivue MP2 | Monitor Philips IntelliVue | N/A
LHM | 47 | LMH EMERGENCY DEPARTMENT |  |  | LMHFT 02 | FT-2 | Fixed | LMH-ED FT-M03 | LMH0000093 | 305627 | Philips Medical | Intellivue MP2 | Monitor Philips IntelliVue | N/A
LHM | 48 | LMH EMERGENCY DEPARTMENT |  |  | LMHFT 03 | FT-3 | Fixed | LMH-ED FT-M04 | LMH0000094 | 305628 | Philips Medical | Intellivue MP2 | Monitor Philips IntelliVue | N/A
LHM | 49 | LMH EMERGENCY DEPARTMENT |  |  | LMHFT 04 | FT-4 | Fixed | LMH-ED FT-M05 | LMH0000095 | 305629 | Philips Medical | Intellivue MP2 | Monitor Philips IntelliVue | N/A
LHM | 50 | LMH EMERGENCY DEPARTMENT |  |  | LMHFT 05 | FT-5 | Fixed | LMH-ED FT-M06 | LMH0000096 | 305630 | Philips Medical | Intellivue MP2 | Monitor Philips IntelliVue | N/A
LHM | 51 | LMH 5.4 CARDIOLOGY |  |  | 5.437 | 5437-1 | Fixed | LMH-54 CARD-M5437-1 | LMH0000060 | 305595 | Philips Medical | Intellivue MP 5 | Monitor Philips IntelliVue | N/A |  | M8105A | H.03.14 | DE91338626 | 20648 | Philips Server
LHM | 52 | LMH 5.4 CARDIOLOGY |  |  | 5.437 | 5437-2 | Fixed | LMH-54 CARD-M5437-2 | LMH0000061 | 305596 | Philips Medical | Intellivue MP 5 | Monitor Philips IntelliVue | N/A |  | M8105A | H.03.14 | DE91338573 | 20687 | Philips Server
LHM | 53 | LMH 5.4 CARDIOLOGY |  |  | 5.439 | 5439-1 | Fixed | LMH-54 CARD-M5439-1 | LMH0000062 | 305597 | Philips Medical | Intellivue MP 5 | Monitor Philips IntelliVue | N/A |  | M8105A | H.03.14 |  |  | Philips Server
LHM | 54 | LMH 5.4 CARDIOLOGY |  |  | 5.439 | 5439-2 | Fixed | LMH-54 CARD-M5439-2 | LMH0000063 | 305598 | Philips Medical | Intellivue MP 5 | Monitor Philips IntelliVue | N/A |  | M8105A | H.03.14 |  |  | Philips Server
LHM | 55 | LMH 5.4 CARDIOLOGY |  |  | 5.44 | 5440-1 | Fixed | LMH-54 CARD-M5440-1 | LMH0000064 | 305599 | Philips Medical | Intellivue MP 5 | Monitor Philips IntelliVue | N/A |  | M8105A | H.03.14 | DE91338643 | 20641 | Philips Server
LHM | 56 | LMH 5.4 CARDIOLOGY |  |  | 5.44 | 5440-2 | Fixed | LMH-54 CARD-M5440-2 | LMH0000065 | 305600 | Philips Medical | Intellivue MP 5 | Monitor Philips IntelliVue | N/A |  | M8105A | H.03.14 | DE91338627 | 20640 | Philips Server
LHM | 57 | LMH 5.4 CARDIOLOGY |  |  | 5.442 | 5442-1 | Fixed | LMH-54 CARD-M5442-1 | LMH0000066 | 305601 | Philips Medical | Intellivue MP 5 | Monitor Philips IntelliVue | N/A |  | M8105A | H.03.14 | DE91338620 | 20678 | Philips Server
LHM | 58 | LMH 5.4 CARDIOLOGY |  |  | 5.442 | 5442-2 | Fixed | LMH-54 CARD-M5442-2 | LMH0000067 | 305602 | Philips Medical | Intellivue MP 5 | Monitor Philips IntelliVue | N/A |  | M8105A | H.03.14 | DE91338639 | 20677 | Philips Server
LHM | 59 | LMH 5.4 CARDIOLOGY |  |  | 5.451 | 5451-1 | Fixed | LMH-54 CARD-M5451-1 | LMH0000068 | 305603 | Philips Medical | Intellivue MP 5 | Monitor Philips IntelliVue | N/A |  | M8105A | H.03.14 |  |  | Philips Server
LHM | 60 | LMH 5.4 CARDIOLOGY |  |  | 5.453 | 5453-1 | Fixed | LMH-54 CARD-M5453-1 | LMH0000069 | 305604 | Philips Medical | Intellivue MP 5 | Monitor Philips IntelliVue | N/A |  | M8105A | H.03.14 | DE91338675 | 20680 | Philips Server
LHM | 61 | LMH 5.4 CARDIOLOGY |  |  | 5.454 | 5454-1 | Fixed | LMH-54 CARD-M5454-1 | LMH0000070 | 305605 | Philips Medical | Intellivue MP 5 | Monitor Philips IntelliVue | N/A |  | M8105A | H.03.14 | DE91338628 | 20662 | Philips Server
LHM | 62 | LMH 5.4 CARDIOLOGY |  |  | 5.455 | 5455-1 | Fixed | LMH-54 CARD-M5455-1 | LMH0000071 | 305606 | Philips Medical | Intellivue MP 5 | Monitor Philips IntelliVue | N/A |  | M8105A | H.03.14 | DE91338632 | 20639 | Philips Server
LHM | 63 | LMH 5.4 CARDIOLOGY |  |  | 5.456 | 5456-1 | Fixed | LMH-54 CARD-M5456-1 | LMH0000072 | 305607 | Philips Medical | Intellivue MP 5 | Monitor Philips IntelliVue | N/A |  | M8105A | H.03.14 | DE91338576 | 20664 | Philips Server
LHM | 64 | LMH 5.4 CARDIOLOGY |  |  | 5.457 | 5457-1 | Fixed | LMH-54 CARD-M5457-1 | LMH0000073 | 305608 | Philips Medical | Intellivue MP 5 | Monitor Philips IntelliVue | N/A |  | M8105A | H.03.14 | DE91338624 | 20667 | Philips Server
LHM | 65 | LMH 5.4 CARDIOLOGY |  |  | 5.458 | 5458-1 | Fixed | LMH-54 CARD-M5458-1 | LMH0000074 | 305609 | Philips Medical | Intellivue MP 5 | Monitor Philips IntelliVue | N/A |  | M8105A | H.03.14 | DE91338585 | 20638 | Philips Server
LHM | 66 | LMH 5.4 CARDIOLOGY |  |  | 5.464 | 5464-1 | Fixed | LMH-54 CARD-M5464-1 | LMH0000075 | 305610 | Philips Medical | Intellivue MP 5 | Monitor Philips IntelliVue | N/A |  | M8105A | H.03.14 |  |  | Philips Server
LHM | 67 | LMH 5.4 CARDIOLOGY |  |  | 5.465 | 5465-1 | Fixed | LMH-54 CARD-M5465-1 | LMH0000076 | 305611 | Philips Medical | Intellivue MP 5 | Monitor Philips IntelliVue | N/A |  | M8105A | H.03.14 | DE91338619 | 20675 | Philips Server
LHM | 68 | LMH 5.4 CARDIOLOGY |  |  | 5.465 | 5465-2 | Fixed | LMH-54 CARD-M5465-2 | LMH0000077 | 305612 | Philips Medical | Intellivue MP 5 | Monitor Philips IntelliVue | N/A |  | M8105A | H.03.14 | DE91338614 | 20676 | Philips Server
LHM | 69 | LMH 5.4 CARDIOLOGY |  |  | 5.466 | 5466-1 | Fixed | LMH-54 CARD-M5466-1 | LMH0000078 | 305613 | Philips Medical | Intellivue MP 5 | Monitor Philips IntelliVue | N/A |  | M8105A | H.03.14 | DE91338582 | 20674 | Philips Server
LHM | 70 | LMH 5.4 CARDIOLOGY |  |  | 5.466 | 5466-2 | Fixed | LMH-54 CARD-M5466-2 | LMH0000079 | 305614 | Philips Medical | Intellivue MP 5 | Monitor Philips IntelliVue | N/A |  | M8105A | H.03.14 | DE91338635 | 20654 | Philips Server
LHM | 71 | LMH 5.4 CARDIOLOGY |  |  | 5.467 | 5467-1 | Fixed | LMH-54 CARD-M5467-1 | LMH0000080 | 305615 | Philips Medical | Intellivue MP 5 | Monitor Philips IntelliVue | N/A |  | M8105A | H.03.14 | DE91338672 | 20649 | Philips Server
LHM | 72 | LMH 5.4 CARDIOLOGY |  |  | 5.468 | 5468-1 | Fixed | LMH-54 CARD-M5468-1 | LMH0000081 | 305616 | Philips Medical | Intellivue MP 5 | Monitor Philips IntelliVue | N/A |  | M8105A | H.03.14 | DE91338637 | 20658 | Philips Server
LHM | 73 | LMH 5.4 CARDIOLOGY |  |  | 5.469 | 5469-1 | Fixed | LMH-54 CARD-M5469-1 | LMH0000083 | 305617 | Philips Medical | Intellivue MP 5 | Monitor Philips IntelliVue | N/A |  | M8105A | H.03.14 | DE91338568 | 20655 | Philips Server
LHM | 74 | LMH 5.4 CARDIOLOGY |  |  | 5.47 | 5470-1 | Fixed | LMH-54 CARD-M5470-1 | LMH0000084 | 305618 | Philips Medical | Intellivue MP 5 | Monitor Philips IntelliVue | N/A |  | M8105A | H.03.14 | DE91338574 | 20670 | Philips Server
LHM | 75 | LMH 5.4 CARDIOLOGY |  |  | 5.471 | 5471-1 | Fixed | LMH-54 CARD-M5471-1 | LMH0000085 | 305619 | Philips Medical | Intellivue MP 5 | Monitor Philips IntelliVue | N/A |  | M8105A | H.03.14 | DE91338634 | 20657 | Philips Server
LHM | 76 | LMH 5.4 CARDIOLOGY |  |  | 5.472 | 5472-1 | Fixed | LMH-54 CARD-M5472-1 | LMH0000086 | 305620 | Philips Medical | Intellivue MP 5 | Monitor Philips IntelliVue | N/A |  | M8105A | H.03.14 | DE91338594 | 20672 | Philips Server
LHM | 77 | LMH 5.4 CARDIOLOGY |  |  | 5.473 | 5473-1 | Fixed | LMH-54 CARD-M5473-1 | LMH0000087 | 305621 | Philips Medical | Intellivue MP 5 | Monitor Philips IntelliVue | N/A |  | M8105A | H.03.14 | DE91338587 | 20671 | Philips Server
LHM | 78 | LMH 5.4 CARDIOLOGY |  |  | 5.474 | 5474-1 | Fixed | LMH-54 CARD-M5474-1 | LMH0000088 | 305622 | Philips Medical | Intellivue MP 5 | Monitor Philips IntelliVue | N/A |  | M8105A | H.03.14 | DE91338524 | 20642 | Philips Server
LHM | 79 | LMH 5.4 CARDIOLOGY |  |  | 5.475 | 5475-1 | Fixed | LMH-54 CARD-M5475-1 | LMH0000089 | 305623 | Philips Medical | Intellivue MP 5 | Monitor Philips IntelliVue | N/A |  | M8105A | H.03.14 | DE91338528 | 20643 | Philips Server
LHM | 80 | LMH 5.4 CARDIOLOGY |  |  | 5.477 | 5477-1 | Fixed | LMH-54 CARD-M5477-1 | LMH0000090 | 305624 | Philips Medical | Intellivue MP 5 | Monitor Philips IntelliVue | N/A |  | M8105A | H.03.14 | DE91338611 | 20681 | Philips Server

## MVP
Hosp | # | Epic Departments | Room # | Fixed/Non Fixed | EPIC Device Name | DIM | DEV | EPIC Device Type | Manuf. | Model / Type | Description | Serial # | Control # | Device serial cable part#
BH | 1 | BIOMEDICAL ENGINEERING | Mobile | Non-Fixed | BH-CE LOANER-M01 | BH-CE LOANER-M01 | 309127 | Monitor MVP | GE | Dinamap Carescape V100 | Dinamap | SDT09380182SP | 17880 | B1-CAN
BH | 2 | BIOMEDICAL ENGINEERING | Mobile | Non-Fixed | BH-CE LOANER-M02 | BH-CE LOANER-M02 | 309128 | Monitor MVP
BH | 3 | BIOMEDICAL ENGINEERING | Mobile | Non-Fixed | BH-CE LOANER-M03 | BH-CE LOANER-M03 | 309129 | Monitor MVP
BH | 4 | BIOMEDICAL ENGINEERING | Mobile | Non-Fixed | BH-CE LOANER-M04 | BH-CE LOANER-M04 | 309130 | Monitor MVP
BH | 5 | INTERMEDIATE CARE AREA | Mobile | Non-Fixed | BH-ICA-M01 | BH-ICA-M01 | 309131 | Monitor MVP
BH | 6 | ED OBSERVATION | Mobile | Non-Fixed | BH-ED OBS-M01 | BH-ED OBS-M01 | 305721 | Monitor MVP | GE | Dinamap Carescape V100 | Dinamap | SH616430361SA |  | B1-CAN
BH | 7 | ED OBSERVATION | Mobile | Non-Fixed | BH-ED OBS-M02 | BH-ED OBS-M02 | 305722 | Monitor MVP | GE | Dinamap Carescape V100 | Dinamap | SH616430333SA |  | B1-CAN
BH | 8 | MAIN PREOP | Mobile | Non-Fixed | BH-MAIN PREOP-M12 | BH-MAIN PREOP-M12 | 305723 | Monitor MVP | Welch Allyn | Connex VSM 6500 Series | 6000 Series | 100051503416 | B006721 | Mini-USB to USB
BH | 9 | BURN CENTER | Mobile | Non-Fixed | BH-BURN-M01 | BH-BURN-M01 | 309132 | Monitor MVP | GE | Dinamap Carescape V100 | Dinamap | SDT09380184SP | 17869 | B1-CAN
BH | 10 | BURN CENTER | Mobile | Non-Fixed | BH-BURN-M02 | BH-BURN-M02 | 309133 | Monitor MVP | GE | Dinamap Carescape V100 | Dinamap | SH611490681SA | 19578 | B1-CAN
BH | 11 | WOMEN S CARE CENTER | Mobile | Non-Fixed | BH-WCC5-M01 | BH-WCC5-M01 | 309134 | Monitor MVP | GE | Dinamap Carescape V100 | Dinamap | SH611490651SA | 19569 | B1-CAN
BH | 12 | WOMEN S CARE CENTER | Mobile | Non-Fixed | BH-WCC5-M02 | BH-WCC5-M02 | 309135 | Monitor MVP | GE | Dinamap Carescape V100 | Dinamap | SH611490670SA | 19570 | B1-CAN
BH | 13 | WOMEN S CARE CENTER | Mobile | Non-Fixed | BH-WCC5-M03 | BH-WCC5-M03 | 309136 | Monitor MVP | GE | Dinamap Carescape V100 | Dinamap | SH611490700SA | 19568 | B1-CAN
BH | 14 | WOMEN S CARE CENTER | Mobile | Non-Fixed | BH-WCC5-M04 | BH-WCC5-M04 | 309137 | Monitor MVP | GE | Dinamap Carescape V100 | Dinamap | SDT09380186SP | 17868 | B1-CAN
BH | 15 | WOMEN S CARE CENTER | Mobile | Non-Fixed | BH-WCC5-M05 | BH-WCC5-M05 | 309138 | Monitor MVP | GE | Dinamap Carescape V100 | Dinamap | SDT09380187SP | 17867 | B1-CAN
BH | 16 | WOMEN S CARE CENTER | Mobile | Non-Fixed | BH-WCC5-M06 | BH-WCC5-M06 | 309139 | Monitor MVP | Welch Allyn | Spot Vital Signs Lxi | LXi | 20090803764 | 18037 | B1-CAC
BH | 17 | WOMEN S CARE CENTER | Mobile | Non-Fixed | BH-WCC5-M07 | BH-WCC5-M07 | 309140 | Monitor MVP | Welch Allyn | Spot Vital Signs Lxi | LXi | 20090803736 | 18038 | B1-CAC
BH | 18 | WOMEN S CARE CENTER | Mobile | Non-Fixed | BH-WCC5-M08 | BH-WCC5-M08 | 309141 | Monitor MVP | Welch Allyn | Spot Vital Signs Lxi | LXi | 20090703555 | 17782 | B1-CAC
BH | 19 | WOMEN S CARE CENTER | Mobile | Non-Fixed | BH-WCC5-M09 | BH-WCC5-M09 | 305405 | Monitor MVP | GE | Dinamap Carescape V100 | Dinamap | SH615536636SA | 23354 | B1-CAN
BH | 20 | WOMEN S CARE CENTER | Mobile | Non-Fixed | BH-WCC5-M10 | BH-WCC5-M10 | 305406 | Monitor MVP | GE | Dinamap Carescape V100 | Dinamap | SH616026838SA | 23355 | B1-CAN
BH | 21 | PEDIATRICS | Mobile | Non-Fixed | BH-PEDI-M01 | BH-PEDI-M01 | 309142 | Monitor MVP | GE | Dinamap Carescape V100 | Dinamap | SDT09380128SP | 17873 | B1-CAN
BH | 22 | WEST TOWER 6 | Mobile | Non-Fixed | BH-WT6-M01 | BH-WT6-M01 | 309143 | Monitor MVP | GE | Dinamap Carescape V100 | Dinamap | SH611490708SA | 19585 | B1-CAN
BH | 23 | WEST TOWER 6 | Mobile | Non-Fixed | BH-WT6-M02 | BH-WT6-M02 | 309144 | Monitor MVP | GE | Dinamap Carescape V100 | Dinamap | SH611490493SA | 19288 | B1-CAN
BH | 24 | WEST TOWER 6 | Mobile | Non-Fixed | BH-WT6-M03 | BH-WT6-M03 | 309145 | Monitor MVP | GE | Dinamap Carescape V100 | Dinamap | SDT09380157SP | 17881 | B1-CAN
BH | 25 | WEST TOWER 6 | Mobile | Non-Fixed | BH-WT6-M04 | BH-WT6-M04 | 309146 | Monitor MVP | GE | Dinamap Carescape V100 | Dinamap | SH611490697SA | 19586 | B1-CAN
BH | 32 | NORTH EAST 7 | Mobile | Non-Fixed | BH-NE7-M01 | BH-NE7-M01 | 309147 | Monitor MVP | GE | Dinamap Carescape V100 | Dinamap | SH612490181SA | 20404 | B1-CAN
BH | 33 | NORTH EAST 7 | Mobile | Non-Fixed | BH-NE7-M02 | BH-NE7-M02 | 309148 | Monitor MVP | GE | Dinamap Carescape V100 | Dinamap | SDT09380185SP | 17879 | B1-CAN
BH | 34 | NORTH EAST 7 | Mobile | Non-Fixed | BH-NE7-M03 | BH-NE7-M03 | 309149 | Monitor MVP | GE | Dinamap Carescape V100 | Dinamap | SDT09380167SP | 17883 | B1-CAN
BH | 35 | NORTH EAST 7 | Mobile | Non-Fixed | BH-NE7-M04 | BH-NE7-M04 | 309150 | Monitor MVP | GE | Dinamap Carescape V100 | Dinamap | SH612050363SA | 19893 | B1-CAN
BH | 36 | NORTH EAST 7 | Mobile | Non-Fixed | BH-NE7-M05 | BH-NE7-M05 | 309151 | Monitor MVP | GE | Dinamap Carescape V100 | Dinamap | SH612050395SA | 19889 | B1-CAN
BH | 37 | NORTH EAST 7 | Mobile | Non-Fixed | BH-NE7-M06 | BH-NE7-M06 | 309152 | Monitor MVP | GE | Dinamap Carescape V100 | Dinamap | SH612050371SA | 19894 | B1-CAN
BH | 38 | WEST TOWER 7 | Mobile | Non-Fixed | BH-WT7-M01 | BH-WT7-M01 | 309153 | Monitor MVP | GE | Dinamap Carescape V100 | Dinamap | SH611490667SA | 19575 | B1-CAN
BH | 39 | WEST TOWER 7 | Mobile | Non-Fixed | BH-WT7-M02 | BH-WT7-M02 | 309154 | Monitor MVP | GE | Dinamap Carescape V100 | Dinamap | SH611490540SA | 19574 | B1-CAN
BH | 40 | WEST TOWER 7 | Mobile | Non-Fixed | BH-WT7-M03 | BH-WT7-M03 | 309155 | Monitor MVP | GE | Dinamap Carescape V100 | Dinamap | SDT10110686SP | 18372 | B1-CAN
BH | 41 | WEST TOWER 7 | Mobile | Non-Fixed | BH-WT7-M04 | BH-WT7-M04 | 309156 | Monitor MVP | GE | Dinamap Carescape V100 | Dinamap | SDT09380172SP | 17884 | B1-CAN
BH | 42 | NORTH WEST 7 | Mobile | Non-Fixed | BH-NW7-M01 | BH-NW7-M01 | 309157 | Monitor MVP | GE | Dinamap Carescape V100 | Dinamap | SH614160150SA | 22291 | B1-CAN
BH | 43 | NORTH WEST 7 | Mobile | Non-Fixed | BH-NW7-M02 | BH-NW7-M02 | 309158 | Monitor MVP | GE | Dinamap Carescape V100 | Dinamap | SH614347101SA | 22484 | B1-CAN
BH | 44 | NORTH WEST 7 | Mobile | Non-Fixed | BH-NW7-M03 | BH-NW7-M03 | 309159 | Monitor MVP | GE | Dinamap Carescape V100 | Dinamap | SH614160149SA | 22290 | B1-CAN
BH | 45 | NORTH WEST 7 | Mobile | Non-Fixed | BH-NW7-M04 | BH-NW7-M04 | 309160 | Monitor MVP | GE | Dinamap Carescape V100 | Dinamap | SH614211624SA | 22403 | B1-CAN
BH | 46 | NORTH WEST 7 | Mobile | Non-Fixed | BH-NW7-M05 | BH-NW7-M05 | 309161 | Monitor MVP | GE | Dinamap Carescape V100 | Dinamap | SH611490732SA | 19289 | B1-CAN
BH | 47 | NORTH WEST 7 | Mobile | Non-Fixed | BH-NW7-M06 | BH-NW7-M06 | 304040 | Monitor MVP | GE | Dinamap Carescape V100 | Dinamap | SH615379788SA | 23041 | B1-CAN
BH | 48 | BH EAST TOWER 8 | Mobile | Non-Fixed | BH-ET8-M01 | BH-ET8-M01 | 305399 | Monitor MVP | GE | Dinamap Carescape V100 | Dinamap | SH615390200SA | 23414 | B1-CAN
BH | 49 | BH EAST TOWER 8 | Mobile | Non-Fixed | BH-ET8-M02 | BH-ET8-M02 | 305400 | Monitor MVP | GE | Dinamap Carescape V100 | Dinamap | SH615390195SA | 23415 | B1-CAN
BH | 50 | BH EAST TOWER 8 | Mobile | Non-Fixed | BH-ET8-M03 | BH-ET8-M03 | 305401 | Monitor MVP | GE | Dinamap Carescape V100 | Dinamap | SH615390236SA | 23416 | B1-CAN
BH | 51 | BH EAST TOWER 8 | Mobile | Non-Fixed | BH-ET8-M04 | BH-ET8-M04 | 305402 | Monitor MVP | GE | Dinamap Carescape V100 | Dinamap | SH615390256SA | 23417 | B1-CAN
BH | 52 | BH EAST TOWER 8 | Mobile | Non-Fixed | BH-ET8-M05 | BH-ET8-M05 | 305403 | Monitor MVP | GE | Dinamap Carescape V100 | Dinamap | SH615390221SA | 23418 | B1-CAN
BH | 53 | BH EAST TOWER 8 | Mobile | Non-Fixed | BH-ET8-M06 | BH-ET8-M06 | 305404 | Monitor MVP | GE | Dinamap Carescape V100 | Dinamap | SH615390223SA | 23419 | B1-CAN
BH | 54 | RICHARDSON 8 | Mobile | Non-Fixed | BH-NE8-M01 | BH-NE8-M01 | 309162 | Monitor MVP | GE | Dinamap Carescape V100 | Dinamap | SH611490655SA | 19584 | B1-CAN
BH | 55 | RICHARDSON 8 | Mobile | Non-Fixed | BH-NE8-M02 | BH-NE8-M02 | 309163 | Monitor MVP | GE | Dinamap Carescape V100 | Dinamap | SDT09380188SP | 17874 | B1-CAN
BH | 56 | RICHARDSON 8 | Mobile | Non-Fixed | BH-NE8-M03 | BH-NE8-M03 | 309164 | Monitor MVP | Welch Allyn | VSM 300 Series | 300 Series | JA046763 | 16488 | CBCC391724
BH | 57 | WEST TOWER 8 | Mobile | Non-Fixed | BH-WT8-M01 | BH-WT8-M01 | 309165 | Monitor MVP | GE | Dinamap Carescape V100 | Dinamap | SDT10380078SA | 18724 | B1-CAN
BH | 58 | WEST TOWER 8 | Mobile | Non-Fixed | BH-WT8-M02 | BH-WT8-M02 | 309166 | Monitor MVP | GE | Dinamap Carescape V100 | Dinamap | SH611490644SA | 19580 | B1-CAN
BH | 59 | WEST TOWER 8 | Mobile | Non-Fixed | BH-WT8-M03 | BH-WT8-M03 | 309167 | Monitor MVP
BH | 69 | NORTH EAST 9 | Mobile | Non-Fixed | BH-NE9-M01 | BH-NE9-M01 | 309168 | Monitor MVP | GE | Dinamap Carescape V100 | Dinamap | SH611340005SA | 19128 | B1-CAN
BH | 70 | NORTH EAST 9 | Mobile | Non-Fixed | BH-NE9-M02 | BH-NE9-M02 | 309169 | Monitor MVP | GE | Dinamap Carescape V100 | Dinamap | SH611210159SA | 19120 | B1-CAN
BH | 71 | NORTH EAST 9 | Mobile | Non-Fixed | BH-NE9-M03 | BH-NE9-M03 | 309170 | Monitor MVP | GE | Dinamap Carescape V100 | Dinamap | SH6112100735A | 18996 | B1-CAN
BH | 72 | NORTH EAST 9 | Mobile | Non-Fixed | BH-NE9-M04 | BH-NE9-M04 | 309171 | Monitor MVP | GE | Dinamap Carescape V100 | Dinamap | SH611340017SA | 19127 | B1-CAN
BH | 73 | NORTH EAST 9 | Mobile | Non-Fixed | BH-NE9-M05 | BH-NE9-M05 | 309172 | Monitor MVP | GE | Dinamap Carescape V100 | Dinamap | SH611490665SA | 19583 | B1-CAN
BH | 74 | NORTH EAST 9 | Mobile | Non-Fixed | BH-NE9-M06 | BH-NE9-M06 | 309173 | Monitor MVP | GE | Dinamap Carescape V100 | Dinamap | SH611490725SA | 19354 | B1-CAN
BH | 75 | NORTH EAST 9 | Mobile | Non-Fixed | BH-NE9-M07 | BH-NE9-M07 | 309174 | Monitor MVP | GE | Dinamap Carescape V100 | Dinamap | SH611490658SA | 19581 | B1-CAN
BH | 76 | NORTH EAST 9 | Mobile | Non-Fixed | BH-NE9-M08 | BH-NE9-M08 | 309175 | Monitor MVP | GE | Dinamap Carescape V100 | Dinamap | SH611490722SA | 19582 | B1-CAN
BH | 77 | NORTH EAST 9 | Mobile | Non-Fixed | BH-NE9-M09 | BH-NE9-M09 | 304041 | Monitor MVP | GE | Dinamap Carescape V100 | Dinamap | SH615379786SA | 23040 | B1-CAN
BH | 78 | LUSCOMB 9 | Mobile | Non-Fixed | BH-WT9-M01 | BH-WT9-M01 | 309176 | Monitor MVP | GE | Dinamap Carescape V100 | Dinamap | SH614211711SA | 22492 | B1-CAN
BH | 79 | LUSCOMB 9 | Mobile | Non-Fixed | BH-WT9-M02 | BH-WT9-M02 | 309177 | Monitor MVP | GE | Dinamap Carescape V100 | Dinamap | SDT09380155SP | 17875 | B1-CAN
BH | 80 | SCHINE 9 | Mobile | Non-Fixed | BH-NW9-M01 | BH-NW9-M01 | 309178 | Monitor MVP | GE | Dinamap Carescape V100 | Dinamap | SH614513756SA | 22606 | B1-CAN
BH | 81 | SCHINE 9 | Mobile | Non-Fixed | BH-NW9-M02 | BH-NW9-M02 | 309179 | Monitor MVP | GE | Dinamap Carescape V100 | Dinamap | SH614513751SA | 22602 | B1-CAN
BH | 82 | SCHINE 9 | Mobile | Non-Fixed | BH-NW9-M03 | BH-NW9-M03 | 309180 | Monitor MVP | GE | Dinamap Carescape V100 | Dinamap | SH614472492SA | 22605 | B1-CAN
BH | 83 | SCHINE 9 | Mobile | Non-Fixed | BH-NW9-M04 | BH-NW9-M04 | 309181 | Monitor MVP | GE | Dinamap Carescape V100 | Dinamap | SH614513757SA | 22603 | B1-CAN
BH | 84 | RICHARDSON 10 | Mobile | Non-Fixed | BH-NE10-M01 | BH-NE10-M01 | 309182 | Monitor MVP | GE | Dinamap Carescape V100 | Dinamap | SH612050365SA | 19884 | B1-CAN
BH | 85 | RICHARDSON 10 | Mobile | Non-Fixed | BH-NE10-M02 | BH-NE10-M02 | 309183 | Monitor MVP | GE | Dinamap Carescape V100 | Dinamap | SDT09380175SP | 17877 | B1-CAN
BH | 86 | RICHARDSON 10 | Mobile | Non-Fixed | BH-NE10-M03 | BH-NE10-M03 | 309184 | Monitor MVP | GE | Dinamap Carescape V100 | Dinamap | SDT09380183SP | 17885 | B1-CAN
BH | 87 | RICHARDSON 10 | Mobile | Non-Fixed | BH-NE10-M04 | BH-NE10-M04 | 309185 | Monitor MVP | GE | Dinamap Carescape V100 | Dinamap | SH612050367SA | 19882 | B1-CAN
BH | 88 | RICHARDSON 10 | Mobile | Non-Fixed | BH-NE10-M05 | BH-NE10-M05 | 309186 | Monitor MVP | GE | Dinamap Carescape V100 | Dinamap | SDT09380158SP | 17878 | B1-CAN
BH | 89 | RICHARDSON 10 | Mobile | Non-Fixed | BH-NE10-M06 | BH-NE10-M06 | 309187 | Monitor MVP | GE | Dinamap Carescape V100 | Dinamap | SH612050406SA | 19883 | B1-CAN
BH | 90 | RICHARDSON 10 | Mobile | Non-Fixed | BH-NE10-M07 | BH-NE10-M07 | 309188 | Monitor MVP | GE | Dinamap Carescape V100 | Dinamap | SH612050369SA | 19885 | B1-CAN
BH | 91 | WEST TOWER 10 | Mobile | Non-Fixed | BH-WT10-M01 | BH-WT10-M01 | 309189 | Monitor MVP | GE | Dinamap Carescape V100 | Dinamap | SDT09380154SP | 17876 | B1-CAN
BH | 92 | WEST TOWER 10 | Mobile | Non-Fixed | BH-WT10-M02 | BH-WT10-M02 | 309190 | Monitor MVP | GE | Dinamap Carescape V100 | Dinamap | SH612050374SA | 19876 | B1-CAN
BH | 93 | WEST TOWER 10 | Mobile | Non-Fixed | BH-WT10-M03 | BH-WT10-M03 | 309191 | Monitor MVP | GE | Dinamap Carescape V100 | Dinamap | SH614513755SA | 22604 | B1-CAN
BH | 94 | WEST TOWER 10 | Mobile | Non-Fixed | BH-WT10-M04 | BH-WT10-M04 | 309192 | Monitor MVP | GE | Dinamap Carescape V100 | Dinamap | SH615379785SA | 23039 | B1-CAN
BH | 95 | WEST TOWER 10 | Mobile | Non-Fixed | BH-WT10-M05 | BH-WT10-M05 | 309193 | Monitor MVP | GE | Dinamap Carescape V101 | Dinamap | SH612490210SA | 20396 | B1-CAN
BH | 96 | BH WEST TOWER 10 | Mobile | Non-Fixed | BH-WT10-M06 | BH-WT10-M06 | 305407 | Monitor MVP | GE | Dinamap Carescape V100 | Dinamap | SH612050400SA | 19880 | B1-CAN
BH | 97 | ANGIOPLASTY SUITE | Mobile | Non-Fixed | BH-SCHINE10-M01 | BH-SCHINE10-M01 | 309194 | Monitor MVP
BH | 98 | ANGIOPLASTY SUITE | Mobile | Non-Fixed | BH-SCHINE10-M02 | BH-SCHINE10-M02 | 309195 | Monitor MVP
BH | 99 | BH PARK AVE BCC | Mobile | Non-Fixed | BH-PARK AVE BCC-M01 | BH-PARK AVE BCC-M01 | 305383 | Monitor MVP | Welch Allyn | Connex VSM 6500 Series | 6000 Series | 100060300316 | 23696 | Mini-USB to USB
BH | 100 | BH OUTPATIENT IMAGING PARK AVE CT | Mobile | Non-Fixed | BH-PARK AVE DR-M01 | BH-PARK AVE DR-M01 | 305384 | Monitor MVP | Welch Allyn | Connex VSM 6500 Series | 6000 Series | 100060450316 | 23688 | Mini-USB to USB
BH | 101 | BH OUTPATIENT IMAGING PARK AVE CT | Mobile | Non-Fixed | BH-PARK AVE DR-M02 | BH-PARK AVE DR-M02 | 305385 | Monitor MVP | Welch Allyn | Connex VSM 6500 Series | 6000 Series | 100074760916 | 23687 | Mini-USB to USB
BH | 102 | YNH SMILOW TRUMBULL (BH PARK AVE MEDONC) | Mobile | Non-Fixed | BH-PARK AVE MEDONC-M01 | BH-PARK AVE MEDONC-M01 | 305386 | Monitor MVP | Welch Allyn | Connex VSM 6500 Series | 6000 Series | 100074810916 | 23692 | Mini-USB to USB
BH | 103 | YNH SMILOW TRUMBULL (BH PARK AVE MEDONC) | Mobile | Non-Fixed | BH-PARK AVE MEDONC-M02 | BH-PARK AVE MEDONC-M02 | 305387 | Monitor MVP | Welch Allyn | Connex VSM 6500 Series | 6000 Series | 100074780916 | 23695 | Mini-USB to USB
BH | 104 | YNH SMILOW TRUMBULL (BH PARK AVE MEDONC) | Mobile | Non-Fixed | BH-PARK AVE MEDONC-M03 | BH-PARK AVE MEDONC-M03 | 305388 | Monitor MVP | Welch Allyn | Connex VSM 6500 Series | 6000 Series | 100074770916 | 23690 | Mini-USB to USB
BH | 105 | YNH SMILOW TRUMBULL (BH PARK AVE MEDONC) | Mobile | Non-Fixed | BH-PARK AVE MEDONC-M04 | BH-PARK AVE MEDONC-M04 | 305389 | Monitor MVP | Welch Allyn | Connex VSM 6500 Series | 6000 Series | 100049143114 | H57698 | Mini-USB to USB
BH | 106 | YNH SMILOW TRUMBULL (BH PARK AVE MEDONC) | Mobile | Non-Fixed | BH-PARK AVE MEDONC-M05 | BH-PARK AVE MEDONC-M05 | 305390 | Monitor MVP | Welch Allyn | Connex VSM 6500 Series | 6000 Series | 100049223114 | H57695 | Mini-USB to USB
BH | 107 | YNH SMILOW TRUMBULL (BH PARK AVE MEDONC) | Mobile | Non-Fixed | BH-PARK AVE MEDONC-M06 | BH-PARK AVE MEDONC-M06 | 305391 | Monitor MVP | Welch Allyn | Connex VSM 6500 Series | 6000 Series | 100085484014 | H57933 | Mini-USB to USB
BH | 108 | YNH SMILOW TRUMBULL (BH PARK AVE MEDONC) | Mobile | Non-Fixed | BH-PARK AVE MEDONC-M07 | BH-PARK AVE MEDONC-M07 | 305392 | Monitor MVP | Welch Allyn | Connex VSM 6500 Series | 6000 Series | 100048583114 | H57694 | Mini-USB to USB
BH | 109 | YNH SMILOW TRUMBULL (BH PARK AVE MEDONC) | Mobile | Non-Fixed | BH-PARK AVE MEDONC-M08 | BH-PARK AVE MEDONC-M08 | 305393 | Monitor MVP | Welch Allyn | Connex VSM 6500 Series | 6000 Series | 100040572914 | H57696 | Mini-USB to USB
BH | 110 | YNH SMILOW TRUMBULL (BH PARK AVE MEDONC) | Mobile | Non-Fixed | BH-PARK AVE MEDONC-M09 | BH-PARK AVE MEDONC-M09 | 305394 | Monitor MVP | Welch Allyn | Connex VSM 6500 Series | 6000 Series | 100049173114 | H57697 | Mini-USB to USB
BH | 111 | YNH SMILOW TRUMBULL (BH PARK AVE MEDONC) | Mobile | Non-Fixed | BH-PARK AVE MEDONC-M10 | BH-PARK AVE MEDONC-M10 | 305395 | Monitor MVP | Welch Allyn | Connex VSM 6500 Series | 6000 Series | 100074790916 | 23691 | Mini-USB to USB
BH | 112 | BH PARK AVE SESSION | Mobile | Non-Fixed | BH-PARK AVE SESSION-M01 | BH-PARK AVE SESSION-M01 | 305396 | Monitor MVP | Welch Allyn | Connex VSM 6500 Series | 6000 Series | 100058300316 | 23689 | Mini-USB to USB
BH | 113 | BH PARK AVE SESSION | Mobile | Non-Fixed | BH-PARK AVE SESSION-M02 | BH-PARK AVE SESSION-M02 | 305397 | Monitor MVP | Welch Allyn | Connex VSM 6500 Series | 6000 Series | 100058240316 | 23694 | Mini-USB to USB
BH | 114 | BH AMBULATORY SURGERY PACU PARK AVENUE | Mobile | Non-Fixed | BH-PARK AVE SURG-M01 | BH-PARK AVE SURG-M01 | 305398 | Monitor MVP | Welch Allyn | Connex VSM 6500 Series | 6000 Series | 100078352115 | 23693 | Mini-USB to USB
GH | 1 | GH SURGERY | Mobile | Non-Fixed | GH-SURGERY-M01 | GH-SURGERY-M01 | 304008 | Monitor MVP | GE | Dinamap Carescape V100 | Dinamap | SH614451506SA | 403181757 | B1-CAN
GH | 2 | GH SURGERY | Mobile | Non-Fixed | GH-SURGERY-M02 | GH-SURGERY-M02 | 304009 | Monitor MVP | GE | Dinamap Procare 400 | Dinamap | AAW07470419SA | 403851777 | B1-CAN
GH | 3 | GH SURGERY | Mobile | Non-Fixed | GH-SURGERY-M03 | GH-SURGERY-M03 | 304010 | Monitor MVP | GE | Dinamap Carescape V100 | Dinamap | SDT09340374SP | 402228401 | B1-CAN
GH | 4 | GH SURGERY | Mobile | Non-Fixed | GH-SURGERY-M04 | GH-SURGERY-M04 | 304011 | Monitor MVP | GE | Dinamap Carescape V100 | Dinamap | SH613070408SA | 403851800 | B1-CAN
GH | 5 | GH SURGERY | Mobile | Non-Fixed | GH-SURGERY-M05 | GH-SURGERY-M05 | 304012 | Monitor MVP | GE | Dinamap Procare 400 | Dinamap | AAW05340160SA | 403851514 | B1-CAN
GH | 6 | GH SURGERY | Mobile | Non-Fixed | GH-SURGERY-M06 | GH-SURGERY-M06 | 304013 | Monitor MVP | GE | Dinamap Procare 400 | Dinamap | AAW07480681SA | 402612084 | B1-CAN
GH | 7 | GH SURGERY | Mobile | Non-Fixed | GH-SURGERY-M07 | GH-SURGERY-M07 | 304014 | Monitor MVP | GE | Dinamap Carescape V100 | Dinamap | SH613080258SA | 402228402 | B1-CAN
GH | 8 | GH SURGERY | Mobile | Non-Fixed | GH-SURGERY-M08 | GH-SURGERY-M08 | 304015 | Monitor MVP | GE | Dinamap Carescape V100 | Dinamap | SDT09500883SP | 402228356 | B1-CAN
GH | 9 | GH SURGERY | Mobile | Non-Fixed | GH-SURGERY-M09 | GH-SURGERY-M09 | 305409 | Monitor MVP | GE | Dinamap Carescape V100 | Dinamap | SH613070412SA | 403851770 | B1-CAN
GH | 10 | GH PEDIATRICS | Mobile | Non-Fixed | GH-PEDIATRICS-M01 | GH-PEDIATRICS-M01 | 304016 | Monitor MVP | GE | Dinamap Procare 400 | Dinamap | AAW06090345SA | 400972199 | B1-CAN
GH | 11 | GH PEDIATRICS | Mobile | Non-Fixed | GH-PEDIATRICS-M02 | GH-PEDIATRICS-M02 | 304017 | Monitor MVP | GE | Dinamap Procare 400 | Dinamap | AAW05020178SA | 400972984 | B1-CAN
GH | 12 | GH TELEMETRY | Mobile | Non-Fixed | GH-ICA-M01 | GH-ICA-M01 | 304018 | Monitor MVP | GE | Dinamap Carescape V100 | Dinamap | SH613070413SA | 403181892 | B1-CAN
GH | 13 | GH TELEMETRY | Mobile | Non-Fixed | GH-ICA-M02 | GH-ICA-M02 | 304019 | Monitor MVP | GE | Dinamap Carescape V100 | Dinamap | SH614451430SA | 403181756 | B1-CAN
GH | 14 | GH TELEMETRY | Mobile | Non-Fixed | GH-ICA-M03 | GH-ICA-M03 | 304020 | Monitor MVP | GE | Dinamap Carescape V100 | Dinamap | SDT09340356SP | 403181740 | B1-CAN
GH | 15 | GH TELEMETRY | Mobile | Non-Fixed | GH-ICA-M04 | GH-ICA-M04 | 304021 | Monitor MVP | GE | Dinamap Procare 400 | Dinamap | AAW06470479SA | 402972585 | B1-CAN
GH | 16 | GH MEDICAL ONCOLOGY | Mobile | Non-Fixed | GH-MEDONC-M01 | GH-MEDONC-M01 | 304022 | Monitor MVP | GE | Dinamap Carescape V100 | Dinamap | SH616350208SA | 403851256 | B1-CAN
GH | 17 | GH MEDICAL ONCOLOGY | Mobile | Non-Fixed | GH-MEDONC-M02 | GH-MEDONC-M02 | 304023 | Monitor MVP | GE | Dinamap Carescape V100 | Dinamap | SH614451500SA | 403181760 | B1-CAN
GH | 18 | GH MEDICAL ONCOLOGY | Mobile | Non-Fixed | GH-MEDONC-M03 | GH-MEDONC-M03 | 304024 | Monitor MVP | GE | Dinamap Carescape V100 | Dinamap | SDT09340383SP | 403181914 | B1-CAN
GH | 19 | GH MEDICAL ONCOLOGY | Mobile | Non-Fixed | GH-MEDONC-M04 | GH-MEDONC-M04 | 304025 | Monitor MVP | GE | Dinamap Carescape V100 | Dinamap | SH616350210SA | 403851257 | B1-CAN
GH | 20 | GH MEDICAL ONCOLOGY | Mobile | Non-Fixed | GH-MEDONC-M05 | GH-MEDONC-M05 | 304026 | Monitor MVP | GE | Dinamap Carescape V100 | Dinamap | SH612090116SA | 402612139 | B1-CAN
GH | 21 | GH MEDICAL ONCOLOGY | Mobile | Non-Fixed | GH-MEDONC-M06 | GH-MEDONC-M06 | 304027 | Monitor MVP | GE | Dinamap Carescape V100 | Dinamap | SH616350207SA | 403851254 | B1-CAN
GH | 22 | GH MEDICINE | Mobile | Non-Fixed | GH-MEDICINE-M01 | GH-MEDICINE-M01 | 304028 | Monitor MVP | GE | Dinamap Carescape V100 | Dinamap | SH614451490SA | 403181759 | B1-CAN
GH | 23 | GH MEDICINE | Mobile | Non-Fixed | GH-MEDICINE-M02 | GH-MEDICINE-M02 | 304029 | Monitor MVP | GE | Dinamap Carescape V100 | Dinamap | SH612320108SA | 403851651 | B1-CAN
GH | 24 | GH MEDICINE | Mobile | Non-Fixed | GH-MEDICINE-M03 | GH-MEDICINE-M03 | 304030 | Monitor MVP | GE | Dinamap Carescape V100 | Dinamap | SH614451513SA | 403181755 | B1-CAN
GH | 25 | GH MEDICINE | Mobile | Non-Fixed | GH-MEDICINE-M04 | GH-MEDICINE-M04 | 304031 | Monitor MVP | GE | Dinamap Carescape V100 | Dinamap | SH612090129SA | 403851525 | B1-CAN
GH | 26 | GH MEDICINE | Mobile | Non-Fixed | GH-MEDICINE-M05 | GH-MEDICINE-M05 | 304032 | Monitor MVP | GE | Dinamap Carescape V100 | Dinamap | SDT10500826SA | 403181509 | B1-CAN
GH | 27 | GH MEDICINE | Mobile | Non-Fixed | GH-MEDICINE-M06 | GH-MEDICINE-M06 | 304033 | Monitor MVP | GE | Dinamap Carescape V100 | Dinamap | SDT10500823SA | 403851786 | B1-CAN
GH | 28 | GH MEDICINE | Mobile | Non-Fixed | GH-MEDICINE-M07 | GH-MEDICINE-M07 | 304034 | Monitor MVP | GE | Dinamap Carescape V100 | Dinamap | SH12320022SA | 402612310 | B1-CAN
GH | 29 | GH MEDICINE | Mobile | Non-Fixed | GH-MEDICINE-M08 | GH-MEDICINE-M08 | 304035 | Monitor MVP | GE | Dinamap Carescape V100 | Dinamap | SH616350209SA | 403851255 | B1-CAN
GH | 30 | GH MATERNITY | Mobile | Non-Fixed | GH-MATERNITY-M01 | GH-MATERNITY-M01 | 304036 | Monitor MVP | GE | Dinamap Procare 400 | Dinamap | AAW06100423SA | 401266855 | B1-CAN
GH | 31 | GH MATERNITY | Mobile | Non-Fixed | GH-MATERNITY-M02 | GH-MATERNITY-M02 | 304037 | Monitor MVP | GE | Dinamap Carescape V100 | Dinamap | SH614451511SA | 403181758 | B1-CAN
GH | 32 | GH MATERNITY | Mobile | Non-Fixed | GH-MATERNITY-M03 | GH-MATERNITY-M03 | 304038 | Monitor MVP | GE | Dinamap Procare 400 | Dinamap | AAW04340266SA | 400977078 | B1-CAN
GH | 33 | GH MATERNITY | Mobile | Non-Fixed | GH-MATERNITY-M04 | GH-MATERNITY-M04 | 304039 | Monitor MVP | GE | Dinamap Procare 400 | Dinamap | AAW06090350SA | 400972226 | B1-CAN
GH | 34 | GH MATERNITY | Mobile | Non-Fixed | GH-MATERNITY-M05 | GH-MATERNITY-M05 | 305408 | Monitor MVP | GE | Dinamap Procare 400 | Dinamap | AAW07480759SA | 401730547 | B1-CAN
GH | 35 | 260 Long Ridge Rd, Stamford | Mobile | Non-Fixed | GH-STAMFORD-M01 | GH-STAMFORD-M01 | 305646 | Monitor MVP | Welch Allyn | Connex VSM 6500 Series | 6000 Series | 100022602416 | 403851829 | Mini-USB to USB
GH | 36 | 260 Long Ridge Rd, Stamford | Mobile | Non-Fixed | GH-STAMFORD-M02 | GH-STAMFORD-M02 | 305647 | Monitor MVP | Welch Allyn | Connex VSM 6500 Series | 6000 Series | 100053110216 | 403851830 | Mini-USB to USB
GH | 37 | 260 Long Ridge Rd, Stamford | Mobile | Non-Fixed | GH-STAMFORD-M03 | GH-STAMFORD-M03 | 305648 | Monitor MVP | Welch Allyn | Connex VSM 6500 Series | 6000 Series | 100075791016 | 403851826 | Mini-USB to USB
GH | 38 | 260 Long Ridge Rd, Stamford | Mobile | Non-Fixed | GH-STAMFORD-M04 | GH-STAMFORD-M04 | 305649 | Monitor MVP | Welch Allyn | Connex VSM 6500 Series | 6000 Series | 100053150216 | 403851827 | Mini-USB to USB
GH | 39 | 260 Long Ridge Rd, Stamford | Mobile | Non-Fixed | GH-STAMFORD-M05 | GH-STAMFORD-M05 | 305650 | Monitor MVP | Welch Allyn | Connex VSM 6500 Series | 6000 Series | 100053070116 | 403851828 | Mini-USB to USB
GH | 40 | 260 Long Ridge Rd, Stamford | Mobile | Non-Fixed | GH-STAMFORD-M06 | GH-STAMFORD-M06 | 305651 | Monitor MVP | Welch Allyn | Connex VSM 6500 Series | 6000 Series | 100053120216 | 403851825 | Mini-USB to USB
GH | 41 | 260 Long Ridge Rd, Stamford | Mobile | Non-Fixed | GH-STAMFORD-M07 | GH-STAMFORD-M07 | 305652 | Monitor MVP | Welch Allyn | Connex VSM 6500 Series | 6000 Series | 100016622316 | 403851824 | Mini-USB to USB
GH | 42 | 260 Long Ridge Rd, Stamford | Mobile | Non-Fixed | GH-STAMFORD-M08 | GH-STAMFORD-M08 | 305653 | Monitor MVP | Welch Allyn | Connex VSM 6500 Series | 6000 Series | 100038472916 | 403851949 | Mini-USB to USB
GH | 43 | 260 Long Ridge Rd, Stamford | Mobile | Non-Fixed | GH-STAMFORD-M09 | GH-STAMFORD-M09 | 305654 | Monitor MVP | Welch Allyn | Connex VSM 6500 Series | 6000 Series | 100077121116 | 403851948 | Mini-USB to USB
SRC | 1 | Clinical Engineering | Mobile | Non-Fixed | SRC-CE LOANER-M01 | SRC-CE LOANER-M01 | 309052 | Monitor MVP | Welch Allyn | Connex VSM 6500 Series | 6000 Series | 100003360215 | 20584 | Mini-USB to USB
SRC | 2 | Clinical Engineering | Mobile | Non-Fixed | SRC-CE LOANER-M02 | SRC-CE LOANER-M02 | 309053 | Monitor MVP | GE | Dinamap Carescape V100 | Dinamap | SDT11080304SA | 16382 | B1-CAN
SRC | 3 | Clinical Engineering | Mobile | Non-Fixed | SRC-CE LOANER-M03 | SRC-CE LOANER-M03 | 305655 | Monitor MVP | GE | Dinamap Carescape V100 | Dinamap | SDT11080296SA | 16383 | B1-CAN
SRC | 4 | Scheduled Admissions Unit | Mobile | Non-Fixed | SRC-STS/SAU-M01 | SRC-STS/SAU-M01 | 309054 | Monitor MVP | Philips | VS3 SureSigns | SureSigns | US93618918 | 15273 | Philips #989803159601 & B1-CFD
SRC | 5 | Scheduled Admissions Unit | Mobile | Non-Fixed | SRC-STS/SAU-M02 | SRC-STS/SAU-M02 | 309055 | Monitor MVP | Philips | VS3 SureSigns | SureSigns | US93618924 | 15271 | Philips #989803159601 & B1-CFD
SRC | 6 | Scheduled Admissions Unit | Mobile | Non-Fixed | SRC-STS/SAU-M03 | SRC-STS/SAU-M03 | 309056 | Monitor MVP | Philips | VS3 SureSigns | SureSigns | US93618917 | 15266 | Philips #989803159601 & B1-CFD
SRC | 7 | Scheduled Admissions Unit | Mobile | Non-Fixed | SRC-STS/SAU-M04 | SRC-STS/SAU-M04 | 309057 | Monitor MVP | Philips | VS3 SureSigns | SureSigns | US93618920 | 15268 | Philips #989803159601 & B1-CFD
SRC | 8 | Scheduled Admissions Unit | Mobile | Non-Fixed | SRC-STS/SAU-M05 | SRC-STS/SAU-M05 | 309058 | Monitor MVP | Philips | VS3 SureSigns | SureSigns | US93618916 | 15265 | Philips #989803159601 & B1-CFD
SRC | 9 | Scheduled Admissions Unit | Mobile | Non-Fixed | SRC-STS/SAU-M06 | SRC-STS/SAU-M06 | 309059 | Monitor MVP | Philips | VS3 SureSigns | SureSigns | US93618922 | 15272 | Philips #989803159601 & B1-CFD
SRC | 10 | Scheduled Admissions Unit | Mobile | Non-Fixed | SRC-STS/SAU-M07 | SRC-STS/SAU-M07 | 309060 | Monitor MVP | Philips | VS3 SureSigns | SureSigns | US93618925 | 15270 | Philips #989803159601 & B1-CFD
SRC | 11 | Scheduled Admissions Unit | Mobile | Non-Fixed | SRC-STS/SAU-M08 | SRC-STS/SAU-M08 | 309061 | Monitor MVP | Philips | VS3 SureSigns | SureSigns | US93618921 | 15274 | Philips #989803159601 & B1-CFD
SRC | 12 | Scheduled Admissions Unit | Mobile | Non-Fixed | SRC-STS/SAU-M09 | SRC-STS/SAU-M09 | 309062 | Monitor MVP | Philips | VS3 SureSigns | SureSigns | US93618923 | 15269 | Philips #989803159601 & B1-CFD
SRC | 13 | Scheduled Admissions Unit | Mobile | Non-Fixed | SRC-STS/SAU-M10 | SRC-STS/SAU-M10 | 309063 | Monitor MVP | Philips | VS3 SureSigns | SureSigns | US93618919 | 15267 | Philips #989803159601 & B1-CFD
SRC | 14 | Verdi 3 East | Mobile | Non-Fixed | SRC-V3E-M01 | SRC-V3E-M01 | 309064 | Monitor MVP | GE | Dinamap Carescape V100 | Dinamap | SH611240324SA | 16667 | B1-CAN
SRC | 15 | Verdi 3 East | Mobile | Non-Fixed | SRC-V3E-M02 | SRC-V3E-M02 | 309065 | Monitor MVP | GE | Dinamap ProCare 300 | Dinamap | AAW05480136SA | 12866 | B1-CAN
SRC | 16 | Verdi 3 South | Mobile | Non-Fixed | SRC-V3S-M01 | SRC-V3S-M01 | 309066 | Monitor MVP | Welch Allyn | Connex VSM 6500 Series | 6000 Series | 100034783315 | 21206 | Mini-USB to USB
SRC | 17 | Verdi 3 South | Mobile | Non-Fixed | SRC-V3S-M02 | SRC-V3S-M02 | 309067 | Monitor MVP | Welch Allyn | Connex VSM 6500 Series | 6000 Series | 100034883315 | 21220 | Mini-USB to USB
SRC | 18 | Verdi 3 South | Mobile | Non-Fixed | SRC-V3S-M03 | SRC-V3S-M03 | 309068 | Monitor MVP | Welch Allyn | Connex VSM 6500 Series | 6000 Series | 100034963315 | 21217 | Mini-USB to USB
SRC | 19 | Verdi 3 South | Mobile | Non-Fixed | SRC-V3S-M04 | SRC-V3S-M04 | 309069 | Monitor MVP | Welch Allyn | Connex VSM 6500 Series | 6000 Series | 100034833315 | 21219 | Mini-USB to USB
SRC | 20 | Verdi 3 South | Mobile | Non-Fixed | SRC-V3S-M05 | SRC-V3S-M05 | 309070 | Monitor MVP | Welch Allyn | Connex VSM 6500 Series | 6000 Series | 100034863315 | 21218 | Mini-USB to USB
SRC | 21 | Verdi 3 West | Mobile | Non-Fixed | SRC-V3W-M01 | SRC-V3W-M01 | 305412 | Monitor MVP
SRC | 22 | Verdi 3 West | Mobile | Non-Fixed | SRC-V3W-M02 | SRC-V3W-M02 | 305413 | Monitor MVP
SRC | 23 | Verdi 4 East | Mobile | Non-Fixed | SRC-V4E-M01 | SRC-V4E-M01 | 309071 | Monitor MVP | Welch Allyn | Connex VSM 6500 Series | 6000 Series | 100022672416 | S007001 | Mini-USB to USB
SRC | 24 | Verdi 4 East | Mobile | Non-Fixed | SRC-V4E-M02 | SRC-V4E-M02 | 309072 | Monitor MVP | Welch Allyn | Connex VSM 6500 Series | 6000 Series | 100055833616 | S007002 | Mini-USB to USB
SRC | 25 | Verdi 4 East | Mobile | Non-Fixed | SRC-V4E-M03 | SRC-V4E-M03 | 305724 | Monitor MVP | Welch Allyn | Connex VSM 6500 Series | 6000 Series | 100077463916 | S007000 | Mini-USB to USB
SRC | 26 | Verdi 4 North | Mobile | Non-Fixed | SRC-V4N-M01 | SRC-V4N-M01 | 309073 | Monitor MVP | Welch Allyn | Connex VSM 6500 Series | 6000 Series | 103002003713 | 19480 | Mini-USB to USB
SRC | 27 | Verdi 4 North | Mobile | Non-Fixed | SRC-V4N-M02 | SRC-V4N-M02 | 309074 | Monitor MVP | Welch Allyn | Connex VSM 6500 Series | 6000 Series | 103002733713 | 19481 | Mini-USB to USB
SRC | 28 | Verdi 4 North | Mobile | Non-Fixed | SRC-V4N-M03 | SRC-V4N-M03 | 309075 | Monitor MVP | Welch Allyn | Connex VSM 6500 Series | 6000 Series | 103001553713 | 19486 | Mini-USB to USB
SRC | 29 | Verdi 4 North | Mobile | Non-Fixed | SRC-V4N-M04 | SRC-V4N-M04 | 309076 | Monitor MVP | Welch Allyn | Connex VSM 6500 Series | 6000 Series | 103002753713 | 19487 | Mini-USB to USB
SRC | 30 | Verdi 4 West | Mobile | Non-Fixed | SRC-V4W-M01 | SRC-V4W-M01 | 309077 | Monitor MVP | Welch Allyn | Connex VSM 6500 Series | 6000 Series | 100085454014 | 20121 | Mini-USB to USB
SRC | 31 | Verdi 4 West | Mobile | Non-Fixed | SRC-V4W-M02 | SRC-V4W-M02 | 309078 | Monitor MVP | Welch Allyn | Connex VSM 6500 Series | 6000 Series | 100085494014 | 20117 | Mini-USB to USB
SRC | 32 | Verdi 4 West | Mobile | Non-Fixed | SRC-V4W-M03 | SRC-V4W-M03 | 309079 | Monitor MVP | Welch Allyn | Connex VSM 6500 Series | 6000 Series | 100085514014 | 20119 | Mini-USB to USB
SRC | 33 | Verdi 4 West | Mobile | Non-Fixed | SRC-V4W-M04 | SRC-V4W-M04 | 309080 | Monitor MVP | Welch Allyn | Connex VSM 6500 Series | 6000 Series | 100085474014 | 20118 | Mini-USB to USB
SRC | 34 | Verdi 4 West | Mobile | Non-Fixed | SRC-V4W-M05 | SRC-V4W-M05 | 309081 | Monitor MVP | Welch Allyn | Connex VSM 6500 Series | 6000 Series | 100085504014 | 20120 | Mini-USB to USB
SRC | 35 | Verdi 5 East | Mobile | Non-Fixed | SRC-V5E-M01 | SRC-V5E-M01 | 309082 | Monitor MVP | Welch Allyn | Connex VSM 6500 Series | 6000 Series | 103003920514 | 19647 | Mini-USB to USB
SRC | 36 | Verdi 5 East | Mobile | Non-Fixed | SRC-V5E-M02 | SRC-V5E-M02 | 309083 | Monitor MVP | Welch Allyn | Connex VSM 6500 Series | 6000 Series | 100002404314 | 20220 | Mini-USB to USB
SRC | 37 | Verdi 5 East | Mobile | Non-Fixed | SRC-V5E-M03 | SRC-V5E-M03 | 309084 | Monitor MVP | Welch Allyn | Connex VSM 6500 Series | 6000 Series | 100002604314 | 20222 | Mini-USB to USB
SRC | 38 | Verdi 5 East | Mobile | Non-Fixed | SRC-V5E-M04 | SRC-V5E-M04 | 309085 | Monitor MVP | Welch Allyn | Connex VSM 6500 Series | 6000 Series | 100034933315 | 21156 | Mini-USB to USB
SRC | 39 | Verdi 5 East | Mobile | Non-Fixed | SRC-V5E-M05 | SRC-V5E-M05 | 309086 | Monitor MVP | GE | Dinamap ProCare 300 | Dinamap | AAW05260058SA | 12303 | B1-CAN
SRC | 40 | Verdi 5 North | Mobile | Non-Fixed | SRC-V5N-M01 | SRC-V5N-M01 | 309087 | Monitor MVP | Welch Allyn | Connex VSM 6500 Series | 6000 Series | 103002064313 | 19433 | Mini-USB to USB
SRC | 41 | Verdi 5 North | Mobile | Non-Fixed | SRC-V5N-M02 | SRC-V5N-M02 | 309088 | Monitor MVP | Welch Allyn | Connex VSM 6500 Series | 6000 Series | 103002094313 | 19434 | Mini-USB to USB
SRC | 42 | Verdi 5 North | Mobile | Non-Fixed | SRC-V5N-M03 | SRC-V5N-M03 | 309089 | Monitor MVP | Welch Allyn | Connex VSM 6500 Series | 6000 Series | 100002694314 | 20218 | Mini-USB to USB
SRC | 43 | Verdi 5 North | Mobile | Non-Fixed | SRC-V5N-M04 | SRC-V5N-M04 | 309090 | Monitor MVP | Welch Allyn | Connex VSM 6500 Series | 6000 Series | 10002464314 | 20219 | Mini-USB to USB
SRC | 44 | Verdi 5 North | Mobile | Non-Fixed | SRC-V5N-M05 | SRC-V5N-M05 | 309091 | Monitor MVP | GE | Dinamap ProCare 300 | Dinamap | AAW052600635A | 12310 | B1-CAN
SRC | 45 | Verdi 5 North | Mobile | Non-Fixed | SRC-V5N-M06 | SRC-V5N-M06 | 309092 | Monitor MVP
SRC | 46 | Verdi 5 North | Mobile | Non-Fixed | SRC-V5N-M07 | SRC-V5N-M07 | 309093 | Monitor MVP
SRC | 47 | Verdi 5 West | Mobile | Non-Fixed | SRC-V5W-M01 | SRC-V5W-M01 | 309094 | Monitor MVP | Welch Allyn | Connex VSM 6500 Series | 6000 Series | 103002074313 | 19430 | Mini-USB to USB
SRC | 48 | Verdi 5 West | Mobile | Non-Fixed | SRC-V5W-M02 | SRC-V5W-M02 | 309095 | Monitor MVP | Welch Allyn | Connex VSM 6500 Series | 6000 Series | 103002104313 | 19431 | Mini-USB to USB
SRC | 49 | Verdi 5 West | Mobile | Non-Fixed | SRC-V5W-M03 | SRC-V5W-M03 | 309096 | Monitor MVP | Welch Allyn | Connex VSM 6500 Series | 6000 Series | 103002084323 | 19432 | Mini-USB to USB
SRC | 50 | Verdi 5 West | Mobile | Non-Fixed | SRC-V5W-M04 | SRC-V5W-M04 | 305414 | Monitor MVP | Welch Allyn | Connex VSM 6500 Series | 6000 Series | 100034953315 | 21155 | Mini-USB to USB
SRC | 51 | SLA2 | Mobile | Non-Fixed | SRC-SLA2-M01 | SRC-SLA2-M01 | 309097 | Monitor MVP | Welch Allyn | Connex VSM 6500 Series | 6000 Series | 100006981814 | 19886 | Mini-USB to USB
SRC | 52 | SLA2 | Mobile | Non-Fixed | SRC-SLA2-M02 | SRC-SLA2-M02 | 309098 | Monitor MVP | Welch Allyn | Connex VSM 6500 Series | 6000 Series | 100034773315 | 21162 | Mini-USB to USB
SRC | 53 | SLA2 | Mobile | Non-Fixed | SRC-SLA2-M03 | SRC-SLA2-M03 | 309099 | Monitor MVP | Welch Allyn | Connex VSM 6500 Series | 6000 Series | 100034913315 | 21163 | Mini-USB to USB
SRC | 54 | SLA2 | Mobile | Non-Fixed | SRC-SLA2-M04 | SRC-SLA2-M04 | 309100 | Monitor MVP | Welch Allyn | Connex VSM 6500 Series | 6000 Series | 100034853315 | 21161 | Mini-USB to USB
SRC | 55 | SLA2 | Mobile | Non-Fixed | SRC-SLA2-M05 | SRC-SLA2-M05 | 309101 | Monitor MVP
SRC | 56 | SLA3 | Mobile | Non-Fixed | SRC-SLA3-M01 | SRC-SLA3-M01 | 309102 | Monitor MVP | Welch Allyn | Connex VSM 6500 Series | 6000 Series | 103003433912 | 17820 | Mini-USB to USB
SRC | 57 | SLA3 | Mobile | Non-Fixed | SRC-SLA3-M02 | SRC-SLA3-M02 | 309103 | Monitor MVP | Welch Allyn | Connex VSM 6500 Series | 6000 Series | 103001733312 | 17815 | Mini-USB to USB
SRC | 58 | SLA3 | Mobile | Non-Fixed | SRC-SLA3-M03 | SRC-SLA3-M03 | 309104 | Monitor MVP | Welch Allyn | Connex VSM 6500 Series | 6000 Series | 103001853312 | 17822 | Mini-USB to USB
SRC | 59 | SLA3 | Mobile | Non-Fixed | SRC-SLA3-M04 | SRC-SLA3-M04 | 309105 | Monitor MVP | Welch Allyn | Connex VSM 6500 Series | 6000 Series | 103002574012 | 17816 | Mini-USB to USB
SRC | 60 | SLA3 | Mobile | Non-Fixed | SRC-SLA3-M05 | SRC-SLA3-M05 | 309106 | Monitor MVP | Welch Allyn | Connex VSM 6500 Series | 6000 Series | 103001224012 | 17818 | Mini-USB to USB
SRC | 61 | SLA3 | Mobile | Non-Fixed | SRC-SLA3-M06 | SRC-SLA3-M06 | 309107 | Monitor MVP | Welch Allyn | Connex VSM 6500 Series | 6000 Series | 103003423912 | 17817 | Mini-USB to USB
SRC | 62 | SLA3 | Mobile | Non-Fixed | SRC-SLA3-M07 | SRC-SLA3-M07 | 309108 | Monitor MVP
SRC | 63 | SLA4 | Mobile | Non-Fixed | SRC-SLA4-M01 | SRC-SLA4-M01 | 309109 | Monitor MVP | Welch Allyn | Connex VSM 6500 Series | 6000 Series | 100002514314 | 20227 | Mini-USB to USB
SRC | 64 | SLA4 | Mobile | Non-Fixed | SRC-SLA4-M02 | SRC-SLA4-M02 | 309110 | Monitor MVP | Welch Allyn | Connex VSM 6500 Series | 6000 Series | 100002584314 | 20223 | Mini-USB to USB
SRC | 65 | SLA4 | Mobile | Non-Fixed | SRC-SLA4-M03 | SRC-SLA4-M03 | 309111 | Monitor MVP | Welch Allyn | Connex VSM 6500 Series | 6000 Series | 100034943315 | 21205 | Mini-USB to USB
SRC | 66 | SLA4 | Mobile | Non-Fixed | SRC-SLA4-M04 | SRC-SLA4-M04 | 309112 | Monitor MVP | Welch Allyn | Connex VSM 6500 Series | 6000 Series | 100034803315 | 21157 | Mini-USB to USB
SRC | 67 | SLA5 - OB/GYN | Mobile | Non-Fixed | SRC-SLA5-M01 | SRC-SLA5-M01 | 309113 | Monitor MVP | GE | Dinamap ProCare 300 | Dinamap | AAW05260059SA | 12286 | B1-CAN
SRC | 68 | SLA5 - OB/GYN | Mobile | Non-Fixed | SRC-SLA5-M02 | SRC-SLA5-M02 | 309114 | Monitor MVP | GE | Dinamap ProCare 300 | Dinamap | AAW05260049SA | 12285 | B1-CAN
SRC | 69 | SLA5 - OB/GYN | Mobile | Non-Fixed | SRC-SLA5-M03 | SRC-SLA5-M03 | 309115 | Monitor MVP | Welch Allyn | VSM 300 Series | 300 Series | JA001128 | 11299 | CBCC391724
SRC | 70 | SRC MAIN 6 SURGERY | Mobile | Non-Fixed | SRC-MAIN 6-M01 | SRC-MAIN6-M01 | 305410 | Monitor MVP | Welch Allyn | Connex VSM 6500 Series | 6000 Series | 100085884315 | 21356 | Mini-USB to USB
SRC | 71 | SRC MAIN 6 SURGERY | Mobile | Non-Fixed | SRC-MAIN 6-M02 | SRC-MAIN6-M02 | 305411 | Monitor MVP | Welch Allyn | Connex VSM 6500 Series | 6000 Series | 100056563815 | 21198 | Mini-USB to USB
SRC | 72 | SRC MAIN 6 SURGERY | Mobile | Non-Fixed | SRC-MAIN 6-M01 | SRC-MAIN 6-M01 | 305644 | Monitor MVP
SRC | 73 | SRC MAIN 6 SURGERY | Mobile | Non-Fixed | SRC-MAIN 6-M02 | SRC-MAIN 6-M02 | 305645 | Monitor MVP
SRC | 74 | Celentano 1 | Mobile | Non-Fixed | SRC-CEL1-M01 | SRC-CEL1-M01 | 309116 | Monitor MVP | Welch Allyn | Connex VSM 6500 Series | 6000 Series | 100022652416 | H61257 | Mini-USB to USB
SRC | 75 | Celentano 1 | Mobile | Non-Fixed | SRC-CEL1-M02 | SRC-CEL1-M02 | 309117 | Monitor MVP | Welch Allyn | Connex VSM 6500 Series | 6000 Series | 100022662416 | H61258 | Mini-USB to USB
SRC | 76 | Celentano 3 | Mobile | Non-Fixed | SRC-CEL3-M01 | SRC-CEL3-M01 | 309118 | Monitor MVP | Welch Allyn | Connex VSM 6500 Series | 6000 Series | 100034903315 | 21159 | Mini-USB to USB
SRC | 77 | Celentano 3 | Mobile | Non-Fixed | SRC-CEL3-M02 | SRC-CEL3-M02 | 309119 | Monitor MVP | Welch Allyn | Connex VSM 6500 Series | 6000 Series | 100099883614 | 20226 | Mini-USB to USB
SRC | 78 | Celentano 3 | Mobile | Non-Fixed | SRC-CEL3-M03 | SRC-CEL3-M03 | 309120 | Monitor MVP | Welch Allyn | Connex VSM 6500 Series | 6000 Series | 100065303614 | 20221 | Mini-USB to USB
SRC | 79 | Celentano 3 | Mobile | Non-Fixed | SRC-CEL3-M04 | SRC-CEL3-M04 | 309121 | Monitor MVP | Welch Allyn | Connex VSM 6500 Series | 6000 Series | 100034733315 | 21158 | Mini-USB to USB
SRC | 80 | Celentano 3 | Mobile | Non-Fixed | SRC-CEL3-M05 | SRC-CEL3-M05 | 309122 | Monitor MVP
SRC | 81 | Celentano 4 | Mobile | Non-Fixed | SRC-CEL4-M01 | SRC-CEL4-M01 | 309123 | Monitor MVP | Welch Allyn | Connex VSM 6500 Series | 6000 Series | 100065353614 | 20225 | Mini-USB to USB
SRC | 82 | Celentano 4 | Mobile | Non-Fixed | SRC-CEL4-M02 | SRC-CEL4-M02 | 309124 | Monitor MVP | Welch Allyn | Connex VSM 6500 Series | 6000 Series | 100063793514 | 20224 | Mini-USB to USB
SRC | 83 | Celentano 4 | Mobile | Non-Fixed | SRC-CEL4-M03 | SRC-CEL4-M03 | 309125 | Monitor MVP | Welch Allyn | Connex VSM 6500 Series | 6000 Series | 100034893315 | 21160 | Mini-USB to USB
SRC | 84 | Celentano 5 | Mobile | Non-Fixed | SRC-CEL5-M01 | SRC-CEL5-M01 | 309126 | Monitor MVP | Welch Allyn | Connex VSM 6500 Series | 6000 Series | 103005954413 | 19436 | Mini-USB to USB
SRC | 85 | Celentano 5 | Mobile | Non-Fixed | SRC-CEL5-M02 | SRC-CEL5-M02 | 305725 | Monitor MVP | Welch Allyn | Connex VSM 6500 Series | 6000 Series | 103006474513 | 19437 | Mini-USB to USB
SRC | 86 | MILFORD IRU | Mobile | Non-Fixed | MH-IRU-M01 | MH-IRU-M01 | 305312 | Monitor MVP | Welch Allyn | Connex VSM 6500 Series | 6000 Series | 100094072515 | 21068 | Mini-USB to USB
SRC | 87 | MILFORD IRU | Mobile | Non-Fixed | MH-IRU-M02 | MH-IRU-M02 | 305313 | Monitor MVP | Welch Allyn | Connex VSM 6500 Series | 6000 Series | 100001471214 | 21069 | Mini-USB to USB
SRC | 88 | MILFORD IRU | Mobile | Non-Fixed | MH-IRU-M03 | MH-IRU-M03 | 305314 | Monitor MVP | Welch Allyn | Connex VSM 6500 Series | 6000 Series | 100000671114 | 21070 | Mini-USB to USB
SRC | 89 | MILFORD IRU | Mobile | Non-Fixed | MH-IRU-M04 | MH-IRU-M04 | 305315 | Monitor MVP | Welch Allyn | Connex VSM 6500 Series | 6000 Series | 100010662815 | ?? | Mini-USB to USB
SRC | 90 | MILFORD IRU | Mobile | Non-Fixed | MH-IRU-M05 | MH-IRU-M05 | 305316 | Monitor MVP
SRC | 91 | MILFORD IRU | Mobile | Non-Fixed | MH-IRU-M06 | MH-IRU-M06 | 305317 | Monitor MVP
YSC | 1 | NP11 HEMATOLOGY ONCOLOGY | 11-202 | Non-Fixed | YNH-NP11-M11202 | YNH-NP11-M11202 | 306482 | Monitor MVP | Welch Allyn | Connex VSM 6500 Series | 6000 Series | 103000165010 | H48783 | Mini-USB to USB
YSC | 2 | NP11 HEMATOLOGY ONCOLOGY | 11-204 | Non-Fixed | YNH-NP11-M11204 | YNH-NP11-M11204 | 309002 | Monitor MVP | Welch Allyn | Connex VSM 6500 Series | 6000 Series | 103001974910 | H48799 | Mini-USB to USB
YSC | 3 | NP11 HEMATOLOGY ONCOLOGY | 11-206 | Non-Fixed | YNH-NP11-M11206 | YNH-NP11-M11206 | 309003 | Monitor MVP | Welch Allyn | Connex VSM 6500 Series | 6000 Series | 103000085110 | H48786 | Mini-USB to USB
YSC | 4 | NP11 HEMATOLOGY ONCOLOGY | 11-208 | Non-Fixed | YNH-NP11-M11208 | YNH-NP11-M11208 | 309004 | Monitor MVP | Welch Allyn | Connex VSM 6500 Series | 6000 Series | 103000685010 | H48787 | Mini-USB to USB
YSC | 5 | NP11 HEMATOLOGY ONCOLOGY | 11-210 | Non-Fixed | YNH-NP11-M11210 | YNH-NP11-M11210 | 309005 | Monitor MVP | Welch Allyn | Connex VSM 6500 Series | 6000 Series | 103001555010 | H48788 | Mini-USB to USB
YSC | 6 | NP11 HEMATOLOGY ONCOLOGY | 11-212 | Non-Fixed | YNH-NP11-M11212 | YNH-NP11-M11212 | 309006 | Monitor MVP | Welch Allyn | Connex VSM 6500 Series | 6000 Series | 103001635010 | H48792 | Mini-USB to USB
YSC | 7 | NP11 HEMATOLOGY ONCOLOGY | 11-214 | Non-Fixed | YNH-NP11-M11214 | YNH-NP11-M11214 | 309007 | Monitor MVP | Welch Allyn | Connex VSM 6500 Series | 6000 Series | 103000145010 | H48798 | Mini-USB to USB
YSC | 8 | NP11 HEMATOLOGY ONCOLOGY | 11-216 | Non-Fixed | YNH-NP11-M11216 | YNH-NP11-M11216 | 309008 | Monitor MVP | Welch Allyn | Connex VSM 6500 Series | 6000 Series | 103001595010 | H48789 | Mini-USB to USB
YSC | 9 | NP11 HEMATOLOGY ONCOLOGY | 11-218 | Non-Fixed | YNH-NP11-M11218 | YNH-NP11-M11218 | 309009 | Monitor MVP | Welch Allyn | Connex VSM 6500 Series | 6000 Series | 103000245010 | H48791 | Mini-USB to USB
YSC | 10 | NP11 HEMATOLOGY ONCOLOGY | 11-220 | Non-Fixed | YNH-NP11-M11220 | YNH-NP11-M11220 | 309010 | Monitor MVP | Welch Allyn | Connex VSM 6500 Series | 6000 Series | 103000715010 | H48775 | Mini-USB to USB
YSC | 11 | NP11 HEMATOLOGY ONCOLOGY | 11-222 | Non-Fixed | YNH-NP11-M11222 | YNH-NP11-M11222 | 309011 | Monitor MVP | Welch Allyn | Connex VSM 6500 Series | 6000 Series | 103001585010 | H48779 | Mini-USB to USB
YSC | 12 | NP11 HEMATOLOGY ONCOLOGY | 11-224 | Non-Fixed | YNH-NP11-M11224 | YNH-NP11-M11224 | 309012 | Monitor MVP | Welch Allyn | Connex VSM 6500 Series | 6000 Series | 103000155010 | H48795 | Mini-USB to USB
YSC | 13 | NP11 HEMATOLOGY ONCOLOGY | 11-226 | Non-Fixed | YNH-NP11-M11226 | YNH-NP11-M11226 | 309013 | Monitor MVP | Welch Allyn | Connex VSM 6500 Series | 6000 Series | 103000195010 | H48781 | Mini-USB to USB
YSC | 14 | NP11 HEMATOLOGY ONCOLOGY | 11-228 | Non-Fixed | YNH-NP11-M11228 | YNH-NP11-M11228 | 309014 | Monitor MVP | Welch Allyn | Connex VSM 6500 Series | 6000 Series | 103000215010 | H48778 | Mini-USB to USB
YSC | 15 | NP11 HEMATOLOGY ONCOLOGY | 11-230 | Non-Fixed | YNH-NP11-M11230 | YNH-NP11-M11230 | 309015 | Monitor MVP | Welch Allyn | Connex VSM 6500 Series | 6000 Series | 103000305010 | H48780 | Mini-USB to USB
YSC | 16 | NP11 HEMATOLOGY ONCOLOGY | 11-232 | Non-Fixed | YNH-NP11-M11232 | YNH-NP11-M11232 | 309016 | Monitor MVP | Welch Allyn | Connex VSM 6500 Series | 6000 Series | 103000265010 | H48773 | Mini-USB to USB
YSC | 17 | NP11 HEMATOLOGY ONCOLOGY | 11-234 | Non-Fixed | YNH-NP11-M11234 | YNH-NP11-M11234 | 309017 | Monitor MVP | Welch Allyn | Connex VSM 6500 Series | 6000 Series | 103000295010 | H48794 | Mini-USB to USB
YSC | 18 | NP11 HEMATOLOGY ONCOLOGY | 11-236 | Non-Fixed | YNH-NP11-M11236 | YNH-NP11-M11236 | 309018 | Monitor MVP | Welch Allyn | Connex VSM 6500 Series | 6000 Series | 103000205010 | H48797 | Mini-USB to USB
YSC | 19 | NP11 HEMATOLOGY ONCOLOGY | 11-238 | Non-Fixed | YNH-NP11-M11238 | YNH-NP11-M11238 | 309019 | Monitor MVP | Welch Allyn | Connex VSM 6500 Series | 6000 Series | 103000275010 | H48774 | Mini-USB to USB
YSC | 20 | NP11 HEMATOLOGY ONCOLOGY | 11-240 | Non-Fixed | YNH-NP11-M11240 | YNH-NP11-M11240 | 309020 | Monitor MVP | Welch Allyn | Connex VSM 6500 Series | 6000 Series | 103000285010 | H48772 | Mini-USB to USB
YSC | 21 | NP11 HEMATOLOGY ONCOLOGY | 11-242 | Non-Fixed | YNH-NP11-M11242 | YNH-NP11-M11242 | 309021 | Monitor MVP | Welch Allyn | Connex VSM 6500 Series | 6000 Series | 103001615010 | H48782 | Mini-USB to USB
YSC | 22 | NP11 HEMATOLOGY ONCOLOGY | 11-244 | Non-Fixed | YNH-NP11-M11244 | YNH-NP11-M11244 | 309022 | Monitor MVP | Welch Allyn | Connex VSM 6500 Series | 6000 Series | 103000575010 | H48784 | Mini-USB to USB
YSC | 23 | NP11 HEMATOLOGY ONCOLOGY | 11-246 | Non-Fixed | YNH-NP11-M11246 | YNH-NP11-M11246 | 309023 | Monitor MVP | Welch Allyn | Connex VSM 6500 Series | 6000 Series | 103001625010 | H48790 | Mini-USB to USB
YSC | 24 | NP11 HEMATOLOGY ONCOLOGY | 11-248 | Non-Fixed | YNH-NP11-M11248 | YNH-NP11-M11248 | 309024 | Monitor MVP | Welch Allyn | Connex VSM 6500 Series | 6000 Series | 103001954910 | H48796 | Mini-USB to USB
YSC | 25 | NP11 HEMATOLOGY ONCOLOGY | 11-250 | Non-Fixed | YNH-NP11-M11250 | YNH-NP11-M11250 | 309025 | Monitor MVP | Welch Allyn | Connex VSM 6500 Series | 6000 Series | 103000235010 | H48777 | Mini-USB to USB
YSC | 26 | NP11 HEMATOLOGY ONCOLOGY | 11-252 | Non-Fixed | YNH-NP11-M11252 | YNH-NP11-M11252 | 309026 | Monitor MVP | Welch Allyn | Connex VSM 6500 Series | 6000 Series | 103001575010 | H48785 | Mini-USB to USB
YSC | 27 | NP11 HEMATOLOGY ONCOLOGY | 11-254 | Non-Fixed | YNH-NP11-M11254 | YNH-NP11-M11254 | 309027 | Monitor MVP | Welch Allyn | Connex VSM 6500 Series | 6000 Series | 103000255010 | H48793 | Mini-USB to USB
YSC | 28 | NP11 HEMATOLOGY ONCOLOGY | 11-256 | Non-Fixed | YNH-NP11-M11256 | YNH-NP11-M11256 | 309028 | Monitor MVP | Welch Allyn | Connex VSM 6500 Series | 6000 Series | 103000225010 | H48776 | Mini-USB to USB
YSC | 29 | NP12 MEDICAL ONCOLOGY | 12-202 | Non-Fixed | YNH-NP12-M12202 | YNH-NP12-M12202 | 306510 | Monitor MVP | Welch Allyn | Connex VSM 6500 Series | 6000 Series | 103000745010 | H48813 | Mini-USB to USB
YSC | 30 | NP12 MEDICAL ONCOLOGY | 12-204 | Non-Fixed | YNH-NP12-M12204 | YNH-NP12-M12204 | 306511 | Monitor MVP | Welch Allyn | Connex VSM 6500 Series | 6000 Series | 103000665010 | H48812 | Mini-USB to USB
YSC | 31 | NP12 MEDICAL ONCOLOGY | 12-206 | Non-Fixed | YNH-NP12-M12206 | YNH-NP12-M12206 | 306512 | Monitor MVP | Welch Allyn | Connex VSM 6500 Series | 6000 Series | 103001984910 | H48810 | Mini-USB to USB
YSC | 32 | NP12 MEDICAL ONCOLOGY | 12-208 | Non-Fixed | YNH-NP12-M12208 | YNH-NP12-M12208 | 306513 | Monitor MVP | Welch Allyn | Connex VSM 6500 Series | 6000 Series | 103002004910 | H48826 | Mini-USB to USB
YSC | 33 | NP12 MEDICAL ONCOLOGY | 12-210 | Non-Fixed | YNH-NP12-M12210 | YNH-NP12-M12210 | 306514 | Monitor MVP | Welch Allyn | Connex VSM 6500 Series | 6000 Series | 103000605010 | H48802 | Mini-USB to USB
YSC | 34 | NP12 MEDICAL ONCOLOGY | 12-212 | Non-Fixed | YNH-NP12-M12212 | YNH-NP12-M12212 | 306515 | Monitor MVP | Welch Allyn | Connex VSM 6500 Series | 6000 Series | 103001944910 | H48825 | Mini-USB to USB
YSC | 35 | NP12 MEDICAL ONCOLOGY | 12-214 | Non-Fixed | YNH-NP12-M12214 | YNH-NP12-M12214 | 306516 | Monitor MVP | Welch Allyn | Connex VSM 6500 Series | 6000 Series | 103000635010 | H48822 | Mini-USB to USB
YSC | 36 | NP12 MEDICAL ONCOLOGY | 12-216 | Non-Fixed | YNH-NP12-M12216 | YNH-NP12-M12216 | 306517 | Monitor MVP | Welch Allyn | Connex VSM 6500 Series | 6000 Series | 103000735010 | H48804 | Mini-USB to USB
YSC | 37 | NP12 MEDICAL ONCOLOGY | 12-218 | Non-Fixed | YNH-NP12-M12218 | YNH-NP12-M12218 | 306518 | Monitor MVP | Welch Allyn | Connex VSM 6500 Series | 6000 Series | 103001214910 | H48803 | Mini-USB to USB
YSC | 38 | NP12 MEDICAL ONCOLOGY | 12-220 | Non-Fixed | YNH-NP12-M12220 | YNH-NP12-M12220 | 306519 | Monitor MVP | Welch Allyn | Connex VSM 6500 Series | 6000 Series | 103001994910 | H48824 | Mini-USB to USB
YSC | 39 | NP12 MEDICAL ONCOLOGY | 12-222 | Non-Fixed | YNH-NP12-M12222 | YNH-NP12-M12222 | 306520 | Monitor MVP | Welch Allyn | Connex VSM 6500 Series | 6000 Series | 103000615010 | H48814 | Mini-USB to USB
YSC | 40 | NP12 MEDICAL ONCOLOGY | 12-224 | Non-Fixed | YNH-NP12-M12224 | YNH-NP12-M12224 | 306521 | Monitor MVP | Welch Allyn | Connex VSM 6500 Series | 6000 Series | 103000725010 | H48820 | Mini-USB to USB
YSC | 41 | NP12 MEDICAL ONCOLOGY | 12-226 | Non-Fixed | YNH-NP12-M12226 | YNH-NP12-M12226 | 306522 | Monitor MVP | Welch Allyn | Connex VSM 6500 Series | 6000 Series | 103000645010 | H48800 | Mini-USB to USB
YSC | 42 | NP12 MEDICAL ONCOLOGY | 12-228 | Non-Fixed | YNH-NP12-M12228 | YNH-NP12-M12228 | 306523 | Monitor MVP | Welch Allyn | Connex VSM 6500 Series | 6000 Series | 103000545010 | H48808 | Mini-USB to USB
YSC | 43 | NP12 MEDICAL ONCOLOGY | 12-230 | Non-Fixed | YNH-NP12-M12230 | YNH-NP12-M12230 | 306524 | Monitor MVP | Welch Allyn | Connex VSM 6500 Series | 6000 Series | 103000185010 | H48801 | Mini-USB to USB
YSC | 44 | NP12 MEDICAL ONCOLOGY | 12-232 | Non-Fixed | YNH-NP12-M12232 | YNH-NP12-M12232 | 306525 | Monitor MVP | Welch Allyn | Connex VSM 6500 Series | 6000 Series | 103001545010 | H48809 | Mini-USB to USB
YSC | 45 | NP12 MEDICAL ONCOLOGY | 12-234 | Non-Fixed | YNH-NP12-M12234 | YNH-NP12-M12234 | 306526 | Monitor MVP | Welch Allyn | Connex VSM 6500 Series | 6000 Series | 103000585010 | H48807 | Mini-USB to USB
YSC | 46 | NP12 MEDICAL ONCOLOGY | 12-236 | Non-Fixed | YNH-NP12-M12236 | YNH-NP12-M12236 | 306527 | Monitor MVP | Welch Allyn | Connex VSM 6500 Series | 6000 Series | 103001174910 | H48805 | Mini-USB to USB
YSC | 47 | NP12 MEDICAL ONCOLOGY | 12-238 | Non-Fixed | YNH-NP12-M12238 | YNH-NP12-M12238 | 306528 | Monitor MVP | Welch Allyn | Connex VSM 6500 Series | 6000 Series | 103000675010 | H48819 | Mini-USB to USB
YSC | 48 | NP12 MEDICAL ONCOLOGY | 12-240 | Non-Fixed | YNH-NP12-M12240 | YNH-NP12-M12240 | 306529 | Monitor MVP | Welch Allyn | Connex VSM 6500 Series | 6000 Series | 103000565010 | H48811 | Mini-USB to USB
YSC | 49 | NP12 MEDICAL ONCOLOGY | 12-242 | Non-Fixed | YNH-NP12-M12242 | YNH-NP12-M12242 | 306530 | Monitor MVP | Welch Allyn | Connex VSM 6500 Series | 6000 Series | 103000595010 | H48817 | Mini-USB to USB
YSC | 50 | NP12 MEDICAL ONCOLOGY | 12-244 | Non-Fixed | YNH-NP12-M12244 | YNH-NP12-M12244 | 306531 | Monitor MVP | Welch Allyn | Connex VSM 6500 Series | 6000 Series | 103000695010 | H48821 | Mini-USB to USB
YSC | 51 | NP12 MEDICAL ONCOLOGY | 12-246 | Non-Fixed | YNH-NP12-M12246 | YNH-NP12-M12246 | 306532 | Monitor MVP | Welch Allyn | Connex VSM 6500 Series | 6000 Series | 103000555010 | H48827 | Mini-USB to USB
YSC | 52 | NP12 MEDICAL ONCOLOGY | 12-248 | Non-Fixed | YNH-NP12-M12248 | YNH-NP12-M12248 | 306533 | Monitor MVP | Welch Allyn | Connex VSM 6500 Series | 6000 Series | 103000705010 | H48815 | Mini-USB to USB
YSC | 53 | NP12 MEDICAL ONCOLOGY | 12-250 | Non-Fixed | YNH-NP12-M12250 | YNH-NP12-M12250 | 306534 | Monitor MVP | Welch Allyn | Connex VSM 6500 Series | 6000 Series | 103001565010 | H48818 | Mini-USB to USB
YSC | 54 | NP12 MEDICAL ONCOLOGY | 12-252 | Non-Fixed | YNH-NP12-M12252 | YNH-NP12-M12252 | 306535 | Monitor MVP | Welch Allyn | Connex VSM 6500 Series | 6000 Series | 103000625010 | H48816 | Mini-USB to USB
YSC | 55 | NP12 MEDICAL ONCOLOGY | 12-254 | Non-Fixed | YNH-NP12-M12254 | YNH-NP12-M12254 | 306536 | Monitor MVP | Welch Allyn | Connex VSM 6500 Series | 6000 Series | 103000655010 | H48806 | Mini-USB to USB
YSC | 56 | NP12 MEDICAL ONCOLOGY | 12-256 | Non-Fixed | YNH-NP12-M12256 | YNH-NP12-M12256 | 306537 | Monitor MVP | Welch Allyn | Connex VSM 6500 Series | 6000 Series | 100093764415 | H59996 | Mini-USB to USB
YSC | 57 | NP12 MEDICAL ONCOLOGY | Mobile | Non-Fixed | YNH-NP12-M01 | YNH-NP12-M01 | 305726 | Monitor MVP | Welch Allyn | VSM 300 Series | 300 Series |  |  | CBCC391724
YSC | 58 | NP8 INFUSION | Mobile | Non-Fixed | YNH-NP8-M01 | YNH-NP8-M01 | 306594 | Monitor MVP | Welch Allyn | Connex VSM 6500 Series | 6000 Series | 103002774113 | H56602 | Mini-USB to USB
YSC | 59 | NP8 INFUSION | Mobile | Non-Fixed | YNH-NP8-M02 | YNH-NP8-M02 | 306595 | Monitor MVP | Welch Allyn | VSM 300 Series | 300 Series | JA043757 | H42295 | Mini-USB to USB
YSC | 60 | NP8 INFUSION | Mobile | Non-Fixed | YNH-NP8-M03 | YNH-NP8-M03 | 306596 | Monitor MVP | Welch Allyn | VSM 300 Series | 300 Series | JA042074 | H42026 | CBCC391724
YSC | 61 | NP8 INFUSION | Mobile | Non-Fixed | YNH-NP8-M04 | YNH-NP8-M04 | 306597 | Monitor MVP | Welch Allyn | VSM 300 Series | 300 Series | JA044985 | Y10617 | CBCC391724
YSC | 62 | NP8 INFUSION | Mobile | Non-Fixed | YNH-NP8-M05 | YNH-NP8-M05 | 306598 | Monitor MVP | Welch Allyn | Connex VSM 6500 Series | 6000 Series | 103000580413 | H53709 | CBCC391724
YSC | 63 | NP8 INFUSION | Mobile | Non-Fixed | YNH-NP8-M06 | YNH-NP8-M06 | 306599 | Monitor MVP | Welch Allyn | VSM 300 Series | 300 Series | JA066655 | H43959 | CBCC391724
YSC | 64 | NP8 INFUSION | Mobile | Non-Fixed | YNH-NP8-M07 | YNH-NP8-M07 | 306600 | Monitor MVP | Welch Allyn | VSM 300 Series | 300 Series | JA042078 | H42027 | CBCC391724
YSC | 65 | NP8 INFUSION | Mobile | Non-Fixed | YNH-NP8-M08 | YNH-NP8-M08 | 306601 | Monitor MVP | Welch Allyn | VSM 300 Series | 300 Series | JA019358 | H47948 | CBCC391724
YSC | 66 | NP8 APHERESIS | ?? | Non-Fixed | YNH-NP8-M09 | YNH-NP8-M09 | 306602 | Monitor MVP | Welch Allyn | VSM 300 Series | 300 Series | JA028782 | H39084 | CBCC391724
YSC | 67 | NP8 APHERESIS | Mobile | Non-Fixed | YNH-NP8-M10 | YNH-NP8-M10 | 306603 | Monitor MVP | Welch Allyn | VSM 300 Series | 300 Series | JA043939 | H42297 | CBCC391724
YSC | 68 | NP8 APHERESIS | Mobile | Non-Fixed | YNH-NP8-M11 | YNH-NP8-M11 | 306604 | Monitor MVP | Welch Allyn | VSM 300 Series | 300 Series | JA043915 | H42165 | CBCC391724
YSC | 69 | NP8 APHERESIS | Mobile | Non-Fixed | YNH-NP8-M12 | YNH-NP8-M12 | 306605 | Monitor MVP | Welch Allyn | VSM 300 Series | 300 Series | JA090649 | H47949 | CBCC391724
YSC | 70 | NP8 APHERESIS | Mobile | Non-Fixed | YNH-NP8-M13 | YNH-NP8-M13 | 305656 | Monitor MVP | Welch Allyn | Connex VSM 6500 Series | 6000 Series | 100093964415 | H59988 | Mini-USB to USB
YSC | 71 | NP8 APHERESIS | Mobile | Non-Fixed | YNH-NP8-M14 | YNH-NP8-M14 | 305657 | Monitor MVP | Welch Allyn | Connex VSM 6500 Series | 6000 Series | 100093214415 | H59989 | Mini-USB to USB
YSC | 72 | NP14 GYN/ONCOLOGY | Mobile | Non-Fixed | YNH-NP14-M01 | YNH-NP14-M01 | 309041 | Monitor MVP | Welch Allyn | Connex VSM 6500 Series | 6000 Series | 100019282214 | H57490 | Mini-USB to USB
YSC | 73 | NP14 GYN/ONCOLOGY | Mobile | Non-Fixed | YNH-NP14-M02 | YNH-NP14-M02 | 309042 | Monitor MVP | Welch Allyn | Connex VSM 6500 Series | 6000 Series | 100040412914 | H57664 | Mini-USB to USB
YSC | 74 | NP14 GYN/ONCOLOGY | Mobile | Non-Fixed | YNH-NP14-M03 | YNH-NP14-M03 | 309043 | Monitor MVP | Welch Allyn | VSM 300 Series | 300 Series | JA091350 | H47942 | CBCC391724
YSC | 75 | NP14 GYN/ONCOLOGY | Mobile | Non-Fixed | YNH-NP14-M04 | YNH-NP14-M04 | 309044 | Monitor MVP | Welch Allyn | VSM 300 Series | 300 Series | JA091359 | H47943 | CBCC391724
YSC | 76 | NP14 GYN/ONCOLOGY | Mobile | Non-Fixed | YNH-NP14-M05 | YNH-NP14-M05 | 309045 | Monitor MVP | Welch Allyn | VSM 300 Series | 300 Series | JA091348 | H47941 | CBCC391724
YSC | 77 | NP14 GYN/ONCOLOGY | Mobile | Non-Fixed | YNH-NP14-M06 | YNH-NP14-M06 | 309046 | Monitor MVP | Welch Allyn | VSM 300 Series | 300 Series | JA090646 | H47940 | CBCC391724
YSC | 78 | NP14 GYN/ONCOLOGY | Mobile | Non-Fixed | YNH-NP14-M07 | YNH-NP14-M07 | 305658 | Monitor MVP | Welch Allyn | Connex VSM 6500 Series | 6000 Series | 100093804415 | H59991 | Mini-USB to USB
YSC | 79 | NP15 Surgery / Oncology | Mobile | Non-Fixed | YNH-NP15-M01 | YNH-NP15-M01 | 309047 | Monitor MVP | Welch Allyn | VSM 300 Series | 300 Series | JA090685 | H47952 | CBCC391724
YSC | 80 | NP15 Surgery / Oncology | Mobile | Non-Fixed | YNH-NP15-M02 | YNH-NP15-M02 | 309048 | Monitor MVP | Welch Allyn | VSM 300 Series | 300 Series | JA090647 | H47936 | CBCC391724
YSC | 81 | NP15 Surgery / Oncology | Mobile | Non-Fixed | YNH-NP15-M03 | YNH-NP15-M03 | 309049 | Monitor MVP | Welch Allyn | VSM 300 Series | 300 Series | JA091352 | H47934 | CBCC391724
YSC | 82 | NP15 Surgery / Oncology | Mobile | Non-Fixed | YNH-NP15-M04 | YNH-NP15-M04 | 309050 | Monitor MVP | Welch Allyn | VSM 300 Series | 300 Series | JA011320 | H36645 | CBCC391724
YSC | 83 | NP15 Surgery / Oncology | Mobile | Non-Fixed | YNH-NP15-M05 | YNH-NP15-M05 | 309051 | Monitor MVP | Welch Allyn | VSM 300 Series | 300 Series | JA090648 | H47951 | CBCC391724
YSC | 84 | NP15 Surgery / Oncology | Mobile | Non-Fixed | YNH-NP15-M06 | YNH-NP15-M06 | 305659 | Monitor MVP | Welch Allyn | Connex VSM 6500 Series | 6000 Series | 100092664415 | H59990 | Mini-USB to USB
YSC | 85 | YNH EP 46 | Mobile | Non-Fixed | YNH-EP 46-M01 | YNH-EP 46-M01 | 306722 | Monitor MVP | Welch Allyn | Connex VSM 6500 Series | 6000 Series | 103003853613 | H56644 | Mini-USB to USB
YSC | 86 | YNH EP 46 | Mobile | Non-Fixed | YNH-EP 46-M02 | YNH-EP 46-M02 | 306723 | Monitor MVP | Welch Allyn | Connex VSM 6500 Series | 6000 Series | 103002743713 | H56643 | Mini-USB to USB
YSC | 87 | YNH EP 47 | Mobile | Non-Fixed | YNH-EP 47-M01 | YNH-EP 47-M01 | 306724 | Monitor MVP | Welch Allyn | Connex VSM 6500 Series | 6000 Series | 100016352114 | H57472 | Mini-USB to USB
YSC | 88 | YNH EP 47 | Mobile | Non-Fixed | YNH-EP 47-M02 | YNH-EP 47-M02 | 306725 | Monitor MVP | Welch Allyn | Connex VSM 6500 Series | 6000 Series | 100056823815 | H57307 | Mini-USB to USB
YSC | 89 | YNH EP 47 | Mobile | Non-Fixed | YNH-EP 47-M03 | YNH-EP 47-M03 | 306726 | Monitor MVP | Welch Allyn | Connex VSM 6500 Series | 6000 Series | 100056813815 | H57306 | Mini-USB to USB
YSC | 90 | YNH EP 47 | Mobile | Non-Fixed | YNH-EP 47-M04 | YNH-EP 47-M04 | 305415 | Monitor MVP | Welch Allyn | Connex VSM 6500 Series | 6000 Series | 100093754415 | H60305 | Mini-USB to USB
YSC | 91 | YNH EP 55 | Mobile | Non-Fixed | YNH-EP 55-M01 | YNH-EP 55-M01 | 305265 | Monitor MVP | Welch Allyn | Connex VSM 6500 Series | 6000 Series | 103000322413 | H54197 | Mini-USB to USB
YSC | 92 | YNH EP 55 | Mobile | Non-Fixed | YNH-EP 55-M02 | YNH-EP 55-M02 | 305266 | Monitor MVP | Welch Allyn | Connex VSM 6500 Series | 6000 Series | 103000332413 | H54198 | Mini-USB to USB
YSC | 93 | YNH EP 55 | Mobile | Non-Fixed | YNH-EP 55-M03 | YNH-EP 55-M03 | 305267 | Monitor MVP | Welch Allyn | Connex VSM 6500 Series | 6000 Series | 100056583815 | H57304 | Mini-USB to USB
YSC | 94 | YNH EP 55 | Mobile | Non-Fixed | YNH-EP 55-M04 | YNH-EP 55-M04 | 305268 | Monitor MVP | Welch Allyn | Connex VSM 6500 Series | 6000 Series | 100056533815 | H57303 | Mini-USB to USB
YSC | 95 | YNH EP 57 | Mobile | Non-Fixed | YNH-EP 57-M01 | YNH-EP 57-M01 | 305269 | Monitor MVP | Welch Allyn | Connex VSM 6500 Series | 6000 Series | 100056883815 | H57315 | Mini-USB to USB
YSC | 96 | YNH EP 57 | Mobile | Non-Fixed | YNH-EP 57-M02 | YNH-EP 57-M02 | 305270 | Monitor MVP | Welch Allyn | Connex VSM 6500 Series | 6000 Series | 100056653815 | H57316 | Mini-USB to USB
YSC | 97 | YNH EP 57 | Mobile | Non-Fixed | YNH-EP 57-M03 | YNH-EP 57-M03 | 305271 | Monitor MVP | Welch Allyn | Connex VSM 6500 Series | 6000 Series | 100056573815 | H57317 | Mini-USB to USB
YSC | 98 | YNH EP 57 | Mobile | Non-Fixed | YNH-EP 57-M04 | YNH-EP 57-M04 | 305272 | Monitor MVP | Welch Allyn | Connex VSM 6500 Series | 6000 Series | 100009161814 | H57319 | Mini-USB to USB
YSC | 99 | YNH EP 57 | Mobile | Non-Fixed | YNH-EP 57-M05 | YNH-EP 57-M05 | 305273 | Monitor MVP | Welch Allyn | Connex VSM 6500 Series | 6000 Series | 100043843116 | H61309 | Mini-USB to USB
YSC | 100 | YNH EP 57 | Mobile | Non-Fixed | YNH-EP 57-M06 | YNH-EP 57-M06 | 305727 | Monitor MVP | Welch Allyn | Connex VSM 6500 Series | 6000 Series | 100043853116 | H61310 | Mini-USB to USB
YSC | 101 | YNH EP 65 | Mobile | Non-Fixed | YNH-EP 65-M01 | YNH-EP 65-M01 | 305416 | Monitor MVP | Welch Allyn | Connex VSM 6500 Series | 6000 Series | 103000454611 | H51615 | Mini-USB to USB
YSC | 102 | YNH EP 65 | Mobile | Non-Fixed | YNH-EP 65-M02 | YNH-EP 65-M02 | 305417 | Monitor MVP | Welch Allyn | Connex VSM 6500 Series | 6000 Series | 100056743815 | H59914 | Mini-USB to USB
YSC | 103 | YNH EP 65 | Mobile | Non-Fixed | YNH-EP 65-M03 | YNH-EP 65-M03 | 305418 | Monitor MVP | Welch Allyn | Connex VSM 6500 Series | 6000 Series | 100077613916 | Y013042 | Mini-USB to USB
YSC | 104 | YNH EP 65 | Mobile | Non-Fixed | YNH-EP 65-M04 | YNH-EP 65-M04 | 305419 | Monitor MVP | Welch Allyn | Connex VSM 6500 Series | 6000 Series | 100022532416 | Y013043 | Mini-USB to USB
YSC | 105 | YNH EP 65 | Mobile | Non-Fixed | YNH-EP 65-M05 | YNH-EP 65-M05 | 305420 | Monitor MVP | Welch Allyn | Connex VSM 6500 Series | 6000 Series | 100077583916 | Y013041 | Mini-USB to USB
YSC | 106 | YNH EP 67 | Mobile | Non-Fixed | YNH-EP 67-M01 | YNH-EP 67-M01 | 305274 | Monitor MVP | Welch Allyn | Connex VSM 6500 Series | 6000 Series | 103001970912 | H52310 | Mini-USB to USB
YSC | 107 | YNH EP 67 | Mobile | Non-Fixed | YNH-EP 67-M02 | YNH-EP 67-M02 | 305275 | Monitor MVP | Welch Allyn | Connex VSM 6500 Series | 6000 Series | 103001990912 | H52311 | Mini-USB to USB
YSC | 108 | YNH EP 67 | Mobile | Non-Fixed | YNH-EP 67-M03 | YNH-EP 67-M03 | 305276 | Monitor MVP | Welch Allyn | Connex VSM 6500 Series | 6000 Series | 103001950912 | H52307 | Mini-USB to USB
YSC | 109 | YNH EP 67 | Mobile | Non-Fixed | YNH-EP 67-M04 | YNH-EP 67-M04 | 305277 | Monitor MVP | Welch Allyn | Connex VSM 6500 Series | 6000 Series | 103002000912 | H52309 | Mini-USB to USB
YSC | 110 | YNH EP 67 | Mobile | Non-Fixed | YNH-EP 67-M05 | YNH-EP 67-M05 | 305278 | Monitor MVP | Welch Allyn | Connex VSM 6500 Series | 6000 Series | 103001960912 | H52308 | Mini-USB to USB
YSC | 111 | YNH EP 67 | Mobile | Non-Fixed | YNH-EP 67-M06 | YNH-EP 67-M06 | 305279 | Monitor MVP
YSC | 112 | YNH EP 75 | Mobile | Non-Fixed | YNH-EP 75-M01 | YNH-EP 75-M01 | 305280 | Monitor MVP | Welch Allyn | Connex VSM 6500 Series | 6000 Series | 199916342114 | H57473 | Mini-USB to USB
YSC | 113 | YNH EP 75 | Mobile | Non-Fixed | YNH-EP 75-M02 | YNH-EP 75-M02 | 305281 | Monitor MVP | Welch Allyn | Connex VSM 6500 Series | 6000 Series | 100056783815 | H57300 | Mini-USB to USB
YSC | 114 | YNH EP 75 | Mobile | Non-Fixed | YNH-EP 75-M03 | YNH-EP 75-M03 | 305282 | Monitor MVP | Welch Allyn | Connex VSM 6500 Series | 6000 Series | 100009191814 | H57301 | Mini-USB to USB
YSC | 115 | YNH EP 75 | Mobile | Non-Fixed | YNH-EP 75-M04 | YNH-EP 75-M04 | 305283 | Monitor MVP | Welch Allyn | Connex VSM 6500 Series | 6000 Series | 100056793815 | H57302 | Mini-USB to USB
YSC | 116 | YNH EP 77 | Mobile | Non-Fixed | YNH-EP 77-M01 | YNH-EP 77-M01 | 305284 | Monitor MVP | Welch Allyn | Connex VSM 6500 Series | 6000 Series | 103000464611 | H51614 | Mini-USB to USB
YSC | 117 | YNH EP 77 | Mobile | Non-Fixed | YNH-EP 77-M02 | YNH-EP 77-M02 | 305285 | Monitor MVP | Welch Allyn | Connex VSM 6500 Series | 6000 Series | 100018692214 | H57466 | Mini-USB to USB
YSC | 118 | YNH EP 77 | Mobile | Non-Fixed | YNH-EP 77-M03 | YNH-EP 77-M03 | 305286 | Monitor MVP | Welch Allyn | Connex VSM 6500 Series | 6000 Series | 100018622214 | H57465 | Mini-USB to USB
YSC | 119 | YNH EP 77 | Mobile | Non-Fixed | YNH-EP 77-M04 | YNH-EP 77-M04 | 305287 | Monitor MVP | Welch Allyn | Connex VSM 6500 Series | 6000 Series | 103000121712 | H53111 | Mini-USB to USB
YSC | 120 | YNH EP 77 | Mobile | Non-Fixed | YNH-EP 77-M05 | YNH-EP 77-M05 | 305288 | Monitor MVP | Welch Allyn | Connex VSM 6500 Series | 6000 Series | 100043403116 | Y013055 | Mini-USB to USB
YSC | 121 | YNH EP 77 | Mobile | Non-Fixed | YNH-EP 77-M06 | YNH-EP 77-M06 | 305289 | Monitor MVP | Welch Allyn | Connex VSM 6500 Series | 6000 Series | 100060673915 | H59915 | Mini-USB to USB
YSC | 122 | YNH EP 77 | Mobile | Non-Fixed | YNH-EP 77-M07 | YNH-EP 77-M07 | 305290 | Monitor MVP
YSC | 123 | YNH EP 77 | Mobile | Non-Fixed | YNH-EP 77-M08 | YNH-EP 77-M08 | 305421 | Monitor MVP
YSC | 124 | YNH EP 95 | Mobile | Non-Fixed | YNH-EP 95-M01 | YNH-EP 95-M01 | 305291 | Monitor MVP | Welch Allyn | Connex VSM 6500 Series | 6000 Series | 100016312114 | H57471 | Mini-USB to USB
YSC | 125 | YNH EP 95 | Mobile | Non-Fixed | YNH-EP 95-M02 | YNH-EP 95-M02 | 305292 | Monitor MVP | Welch Allyn | Connex VSM 6500 Series | 6000 Series | 100056663815 | H57305 | Mini-USB to USB
YSC | 126 | YNH EP 95 | Mobile | Non-Fixed | YNH-EP 95-M03 | YNH-EP 95-M03 | 305293 | Monitor MVP | Welch Allyn | Connex VSM 6500 Series | 6000 Series | 100093284415 | H60739 | Mini-USB to USB
YSC | 127 | YNH EP 95 | Mobile | Non-Fixed | YNH-EP 95-M04 | YNH-EP 95-M04 | 305294 | Monitor MVP | Welch Allyn | Connex VSM 6500 Series | 6000 Series | 100044593515 | H59881 | Mini-USB to USB
YSC | 128 | YNH EP 95 | Mobile | Non-Fixed | YNH-EP 95-M05 | YNH-EP 95-M05 | 305295 | Monitor MVP
YSC | 129 | YNH EP 95 | Mobile | Non-Fixed | YNH-EP 95-M06 | YNH-EP 95-M06 | 305422 | Monitor MVP
YSC | 130 | YNH EP 95 | Mobile | Non-Fixed | YNH-EP 95-M07 | YNH-EP 95-M07 | 305423 | Monitor MVP
YSC | 131 | YNH EP 95 | Mobile | Non-Fixed | YNH-EP 95-M08 | YNH-EP 95-M08 | 305424 | Monitor MVP
YSC | 132 | YNH EP 95 | Mobile | Non-Fixed | YNH-EP 95-M09 | YNH-EP 95-M09 | 305425 | Monitor MVP
YSC | 133 | YNH EP 95 | Mobile | Non-Fixed | YNH-EP 95-M10 | YNH-EP 95-M10 | 305426 | Monitor MVP
YSC | 134 | YNH EP 95 | Mobile | Non-Fixed | YNH-EP 95-M11 | YNH-EP 95-M11 | 305427 | Monitor MVP | Welch Allyn | VSM 300 Series | 300 Series | JA090637 | H48228 | CBCC391724
YSC | 135 | YNH EP 95 | Mobile | Non-Fixed | YNH-EP 95-M12 | YNH-EP 95-M12 | 305428 | Monitor MVP
YSC | 136 | YNH EP 95 | Mobile | Non-Fixed | YNH-EP 95-M13 | YNH-EP 95-M13 | 305429 | Monitor MVP
YSC | 137 | YNH EP 95 | Mobile | Non-Fixed | YNH-EP 95-M14 | YNH-EP 95-M14 | 305430 | Monitor MVP
YSC | 138 | YNH EP 95 | Mobile | Non-Fixed | YNH-EP 95-M15 | YNH-EP 95-M15 | 305431 | Monitor MVP
YSC | 139 | YNH EP 95 | Mobile | Non-Fixed | YNH-EP 95-M16 | YNH-EP 95-M16 | 305432 | Monitor MVP
YSC | 140 | YNH EP 95 | Mobile | Non-Fixed | YNH-EP 95-M17 | YNH-EP 95-M17 | 305433 | Monitor MVP
YSC | 141 | YNH EP 95 | Mobile | Non-Fixed | YNH-EP 95-M18 | YNH-EP 95-M18 | 305434 | Monitor MVP
YSC | 142 | YNH EP 97 | Mobile | Non-Fixed | YNH-EP 97-M01 | YNH-EP 97-M01 | 305296 | Monitor MVP | Welch Allyn | Connex VSM 6500 Series | 6000 Series | 100016322114 | H57470 | Mini-USB to USB
YSC | 143 | YNH EP 97 | Mobile | Non-Fixed | YNH-EP 97-M02 | YNH-EP 97-M02 | 305297 | Monitor MVP | Welch Allyn | Connex VSM 6500 Series | 6000 Series | 100056603815 | H57308 | Mini-USB to USB
YSC | 144 | YNH EP 97 | Mobile | Non-Fixed | YNH-EP 97-M03 | YNH-EP 97-M03 | 305298 | Monitor MVP | Welch Allyn | Connex VSM 6500 Series | 6000 Series | 100056643815 | H57309 | Mini-USB to USB
YSC | 145 | YNH EP 97 | Mobile | Non-Fixed | YNH-EP 97-M04 | YNH-EP 97-M04 | 305299 | Monitor MVP | Welch Allyn | Connex VSM 6500 Series | 6000 Series | 100056853815 | H57310 | Mini-USB to USB
YSC | 146 | YNH EP 97 | Mobile | Non-Fixed | YNH-EP 97-M05 | YNH-EP 97-M05 | 305300 | Monitor MVP | Welch Allyn | Connex VSM 6500 Series | 6000 Series | 100056873815 | H57311 | Mini-USB to USB
YSC | 147 | YNH EP 97 | Mobile | Non-Fixed | YNH-EP 97-M06 | YNH-EP 97-M06 | 305435 | Monitor MVP
YSC | 148 | YNH EP 106 HRU | Mobile | Non-Fixed | YNH-EP HRU-M01 | YNH-EP HRU-M01 | 305301 | Monitor MVP | Welch Allyn | Connex VSM 6500 Series | 6000 Series | 100050763114 | Y10686 | Mini-USB to USB
YSC | 149 | YNH EP 106 HRU | Mobile | Non-Fixed | YNH-EP HRU-M02 | YNH-EP HRU-M02 | 305302 | Monitor MVP | Welch Allyn | VSM 300 Series | 300 Series | JA066307 | Y10630 | CBCC391724
YSC | 150 | YNH EP 106 HRU | Mobile | Non-Fixed | YNH-EP HRU-M03 | YNH-EP HRU-M03 | 305303 | Monitor MVP | Welch Allyn | VSM 300 Series | 300 Series | JA066281 | Y10629 | CBCC391724
YSC | 151 | YNH EP 106 HRU | Mobile | Non-Fixed | YNH-EP HRU-M04 | YNH-EP HRU-M04 | 305304 | Monitor MVP | Welch Allyn | VSM 300 Series | 300 Series | JA066320 | Y10631 | CBCC391724
YSC | 152 | YNH EP 106 HRU | Mobile | Non-Fixed | YNH-EP HRU-M05 | YNH-EP HRU-M05 | 305305 | Monitor MVP | Welch Allyn | VSM 300 Series | 300 Series | JA026502 | H38931 | CBCC391724
YSC | 153 | YNH EP 106 HRU | Mobile | Non-Fixed | YNH-EP HRU-M06 | YNH-EP HRU-M06 | 305306 | Monitor MVP | Welch Allyn | VSM 300 Series | 300 Series | JA026556 | H38930 | CBCC391724
YSC | 154 | YNH EP 107 MEDICINE | Mobile | Non-Fixed | YNH-EP 107-M01 | YNH-EP 107-M01 | 305307 | Monitor MVP | Welch Allyn | Connex VSM 6500 Series | 6000 Series | 100016332114 | H57474 | Mini-USB to USB
YSC | 155 | YNH EP 107 MEDICINE | Mobile | Non-Fixed | YNH-EP 107-M02 | YNH-EP 107-M02 | 305308 | Monitor MVP | Welch Allyn | Connex VSM 6500 Series | 6000 Series | 103001240712 | H51981 | Mini-USB to USB
YSC | 156 | YNH EP 107 MEDICINE | Mobile | Non-Fixed | YNH-EP 107-M03 | YNH-EP 107-M03 | 305309 | Monitor MVP | Welch Allyn | Connex VSM 6500 Series | 6000 Series | 100060713915 | Y007858 | Mini-USB to USB
YSC | 157 | YNH EP 107 MEDICINE | Mobile | Non-Fixed | YNH-EP 107-M04 | YNH-EP 107-M04 | 305310 | Monitor MVP | Welch Allyn | Connex VSM 6500 Series | 6000 Series | 100056703815 | H57313 | Mini-USB to USB
YSC | 158 | YNH EP 107 MEDICINE | Mobile | Non-Fixed | YNH-EP 107-M05 | YNH-EP 107-M05 | 305311 | Monitor MVP | Welch Allyn | Connex VSM 6500 Series | 6000 Series | 100056803815 | H57314 | Mini-USB to USB
YSC | 159 | 5-200 MEDICINE/CARDIAC | Mobile | Non-Fixed | YNH-SP 52-M01 | YNH-SP 52-M01 | 305318 | Monitor MVP | Welch Allyn | Connex VSM 6500 Series | 6000 Series | 103001593013 | H56194 | Mini-USB to USB
YSC | 160 | 5-200 MEDICINE/CARDIAC | Mobile | Non-Fixed | YNH-SP 52-M02 | YNH-SP 52-M02 | 305319 | Monitor MVP | Welch Allyn | Connex VSM 6500 Series | 6000 Series | 100004540315 | H58203 | Mini-USB to USB
YSC | 161 | 5-200 MEDICINE/CARDIAC | Mobile | Non-Fixed | YNH-SP 52-M03 | YNH-SP 52-M03 | 305320 | Monitor MVP | Welch Allyn | Connex VSM 6500 Series | 6000 Series | 103003893013 | H56193 | Mini-USB to USB
YSC | 162 | 5-200 MEDICINE/CARDIAC | Mobile | Non-Fixed | YNH-SP 52-M04 | YNH-SP 52-M04 | 305321 | Monitor MVP | Welch Allyn | Connex VSM 6500 Series | 6000 Series | 100004550315 | H58204 | Mini-USB to USB
YSC | 163 | 5-200 MEDICINE/CARDIAC | Mobile | Non-Fixed | YNH-SP 52-M05 | YNH-SP 52-M05 | 305322 | Monitor MVP | Welch Allyn | Connex VSM 6500 Series | 6000 Series | 100077683916 | Y013049 | Mini-USB to USB
YSC | 164 | 5-200 MEDICINE/CARDIAC | Mobile | Non-Fixed | YNH-SP 52-M06 | YNH-SP 52-M06 | 305323 | Monitor MVP | Welch Allyn | Connex VSM 6500 Series | 6000 Series | 100077643916 | Y013046 | Mini-USB to USB
YSC | 165 | 5-200 MEDICINE/CARDIAC | Mobile | Non-Fixed | YNH-SP 52-M07 | YNH-SP 52-M07 | 305324 | Monitor MVP | Welch Allyn | Connex VSM 6500 Series | 6000 Series | 100077633916 | Y013048 | Mini-USB to USB
YSC | 166 | 5-200 MEDICINE/CARDIAC | Mobile | Non-Fixed | YNH-SP 52-M08 | YNH-SP 52-M08 | 305325 | Monitor MVP | Welch Allyn | Connex VSM 6500 Series | 6000 Series | 100077653916 | Y013047 | Mini-USB to USB
YSC | 167 | 5-300 MEDICINE | Mobile | Non-Fixed | YNH-SP 53-M01 | YNH-SP 53-M01 | 305326 | Monitor MVP | Welch Allyn | Connex VSM 6500 Series | 6000 Series | 100004750315 | H58206 | Mini-USB to USB
YSC | 168 | 5-300 MEDICINE | Mobile | Non-Fixed | YNH-SP 53-M02 | YNH-SP 53-M02 | 305327 | Monitor MVP | Welch Allyn | Connex VSM 6500 Series | 6000 Series | 100004570315 | H58205 | Mini-USB to USB
YSC | 169 | 5-300 MEDICINE | Mobile | Non-Fixed | YNH-SP 53-M03 | YNH-SP 53-M03 | 305328 | Monitor MVP | Welch Allyn | Connex VSM 6500 Series | 6000 Series | 103003883013 | H56192 | Mini-USB to USB
YSC | 170 | 5-300 MEDICINE | Mobile | Non-Fixed | YNH-SP 53-M04 | YNH-SP 53-M04 | 305329 | Monitor MVP | Welch Allyn | Connex VSM 6500 Series | 6000 Series | 100077893916 | Y013051 | Mini-USB to USB
YSC | 171 | 5-300 MEDICINE | Mobile | Non-Fixed | YNH-SP 53-M05 | YNH-SP 53-M05 | 305330 | Monitor MVP | Welch Allyn | Connex VSM 6500 Series | 6000 Series | 100077553916 | Y013050 | Mini-USB to USB
YSC | 172 | 5-300 MEDICINE | Mobile | Non-Fixed | YNH-SP 53-M06 | YNH-SP 53-M06 | 305331 | Monitor MVP | Welch Allyn | Connex VSM 6500 Series | 6000 Series | 100055723616 | Y013053 | Mini-USB to USB
YSC | 173 | 5-300 MEDICINE | Mobile | Non-Fixed | YNH-SP 53-M07 | YNH-SP 53-M07 | 305332 | Monitor MVP | Welch Allyn | Connex VSM 6500 Series | 6000 Series | 100077753916 | Y013052 | Mini-USB to USB
YSC | 174 | 5-400 HVC | Mobile | Non-Fixed | YNH-SP 54-M01 | YNH-SP 54-M01 | 305333 | Monitor MVP | Welch Allyn | Connex VSM 6500 Series | 6000 Series | 100004470315 | H58202 | Mini-USB to USB
YSC | 175 | 5-400 HVC | Mobile | Non-Fixed | YNH-SP 54-M02 | YNH-SP 54-M02 | 305334 | Monitor MVP | Welch Allyn | Connex VSM 6500 Series | 6000 Series | 100077663916 | Y013045 | Mini-USB to USB
YSC | 176 | 5-400 HVC | Mobile | Non-Fixed | YNH-SP 54-M03 | YNH-SP 54-M03 | 305335 | Monitor MVP | Welch Allyn | Connex VSM 6500 Series | 6000 Series | 100077573916 | Y013044 | Mini-USB to USB
YSC | 177 | 5-400 HVC | Mobile | Non-Fixed | YNH-SP 54-M04 | YNH-SP 54-M04 | 305728 | Monitor MVP | Welch Allyn | Connex VSM 6500 Series | 6000 Series | 100044033116 | Y013019 | Mini-USB to USB
YSC | 178 | 6-300 SURGERY/NEURO | Mobile | Non-Fixed | YNH-SP 63-M01 | YNH-SP 63-M01 | 305336 | Monitor MVP | Welch Allyn | Connex VSM 6500 Series | 6000 Series | 103000071712 | H53112 | Mini-USB to USB
YSC | 179 | 6-300 SURGERY/NEURO | Mobile | Non-Fixed | YNH-SP 63-M02 | YNH-SP 63-M02 | 305337 | Monitor MVP | Welch Allyn | Connex VSM 6500 Series | 6000 Series | 103000111712 | H53113 | Mini-USB to USB
YSC | 180 | 6-300 SURGERY/NEURO | Mobile | Non-Fixed | YNH-SP 63-M03 | YNH-SP 63-M03 | 305338 | Monitor MVP | Welch Allyn | Connex VSM 6500 Series | 6000 Series | 103000494611 | H51613 | Mini-USB to USB
YSC | 181 | 6-400 SURGERY | Mobile | Non-Fixed | YNH-SP 64-M01 | YNH-SP 64-M01 | 305339 | Monitor MVP | Welch Allyn | Connex VSM 6500 Series | 6000 Series | 103000101712 | H53114 | Mini-USB to USB
YSC | 182 | 6-400 SURGERY | Mobile | Non-Fixed | YNH-SP 64-M02 | YNH-SP 64-M02 | 305340 | Monitor MVP | Welch Allyn | Connex VSM 6500 Series | 6000 Series | 103000131712 | H53328 | Mini-USB to USB
YSC | 183 | 6-400 SURGERY | Mobile | Non-Fixed | YNH-SP 64-M03 | YNH-SP 64-M03 | 305341 | Monitor MVP | Welch Allyn | Connex VSM 6500 Series | 6000 Series | 103000474611 | H51612 | Mini-USB to USB
YSC | 184 | 7-200 PEDIATRIC SURGERY | Mobile | Non-Fixed | YNH-SP 72-M01 | YNH-SP 72-M01 | 305342 | Monitor MVP | Welch Allyn | Connex VSM 6400 Series | 6000 Series | 103000753112 | H53300 | Mini-USB to USB
YSC | 185 | 7-200 PEDIATRIC SURGERY | Mobile | Non-Fixed | YNH-SP 72-M02 | YNH-SP 72-M02 | 305343 | Monitor MVP | Welch Allyn | Connex VSM 6500 Series | 6000 Series | 103000493212 | H53138 | Mini-USB to USB
YSC | 186 | 7-200 PEDIATRIC SURGERY | Mobile | Non-Fixed | YNH-SP 72-M03 | YNH-SP 72-M03 | 305344 | Monitor MVP | Welch Allyn | Connex VSM 6500 Series | 6000 Series | 103000463212 | H53139 | Mini-USB to USB
YSC | 187 | 7-300 PEDIATRIC HEMATOLOGY/ONCOLOGY | Mobile | Non-Fixed | YNH-SP 73-M01 | YNH-SP 73-M01 | 305345 | Monitor MVP | Welch Allyn | Connex VSM 6500 Series | 6000 Series | 103000523212 | H53262 | Mini-USB to USB
YSC | 188 | 7-300 PEDIATRIC HEMATOLOGY/ONCOLOGY | Mobile | Non-Fixed | YNH-SP 73-M02 | YNH-SP 73-M02 | 305436 | Monitor MVP | Welch Allyn | Connex VSM 6500 Series | 6000 Series | 103000631711 | H49573 | Mini-USB to USB
YSC | 189 | 7-400 PEDIATRIC SHORT STAY | Mobile | Non-Fixed | YNH-SP 74-M01 | YNH-SP 74-M01 | 305346 | Monitor MVP | Welch Allyn | Connex VSM 6500 Series | 6000 Series | 103000523212 | H53264 | Mini-USB to USB
YSC | 190 | WP8 SURGERY | Mobile | Non-Fixed | YNH-WP8-M01 | YNH-WP8-M01 | 306727 | Monitor MVP | Welch Allyn | Connex VSM 6500 Series | 6000 Series | 103000503212 | H53267 | Mini-USB to USB
YSC | 191 | WP8 SURGERY | Mobile | Non-Fixed | YNH-WP8-M02 | YNH-WP8-M02 | 306728 | Monitor MVP | Welch Allyn | Connex VSM 6500 Series | 6000 Series | 103000513212 | H53268 | Mini-USB to USB
YSC | 192 | WP8 SURGERY | Mobile | Non-Fixed | YNH-WP8-M03 | YNH-WP8-M03 | 306729 | Monitor MVP | Welch Allyn | Connex VSM 6400 Series | 6000 Series | 103000061712 | H53301 | Mini-USB to USB
YSC | 193 | WP8 SURGERY | Mobile | Non-Fixed | YNH-WP8-M04 | YNH-WP8-M04 | 306730 | Monitor MVP | Welch Allyn | Connex VSM 6500 Series | 6000 Series | 103000051712 | H53270 | Mini-USB to USB
YSC | 194 | WP8 SURGERY | Mobile | Non-Fixed | YNH-WP8-M05 | YNH-WP8-M05 | 305660 | Monitor MVP | Welch Allyn | Connex VSM 6500 Series | 6000 Series | 103002252502 | H53269 | Mini-USB to USB
YSC | 195 | WP9 TRANSPLANT SURGERY | Mobile | Non-Fixed | YNH-WP9-M01 | YNH-WP9-M01 | 306731 | Monitor MVP | Welch Allyn | Connex VSM 6500 Series | 6000 Series | 103000141712 | H53115 | Mini-USB to USB
YSC | 196 | WP9 TRANSPLANT SURGERY | Mobile | Non-Fixed | YNH-WP9-M02 | YNH-WP9-M02 | 306732 | Monitor MVP | Welch Allyn | Connex VSM 6500 Series | 6000 Series | 103000091712 | H53330 | Mini-USB to USB
YSC | 197 | WP9 TRANSPLANT SURGERY | Mobile | Non-Fixed | YNH-WP9-M03 | YNH-WP9-M03 | 306733 | Monitor MVP | Welch Allyn | Connex VSM 6500 Series | 6000 Series | 103000081712 | H53329 | Mini-USB to USB
YSC | 198 | WP9 TRANSPLANT SURGERY | Mobile | Non-Fixed | YNH-WP9-M04 | YNH-WP9-M04 | 306734 | Monitor MVP | Welch Allyn | Connex VSM 6500 Series | 6000 Series | 103000484611 | H51616 | Mini-USB to USB
YSC | 199 | WP9 TRANSPLANT SURGERY | Mobile | Non-Fixed | YNH-WP9-M05 | YNH-WP9-M05 | 306735 | Monitor MVP | Welch Allyn | Connex VSM 6500 Series | 6000 Series | 100077793916 | Y013058 | Mini-USB to USB
YSC | 200 | WP9 TRANSPLANT SURGERY | Mobile | Non-Fixed | YNH-WP9-M06 | YNH-WP9-M06 | 306736 | Monitor MVP | Welch Allyn | Connex VSM 6500 Series | 6000 Series | 100024312516 | Y013059 | Mini-USB to USB
YSC | 201 | WP9 TRANSPLANT SURGERY | Mobile | Non-Fixed | YNH-WP9-M07 | YNH-WP9-M07 | 306737 | Monitor MVP | Welch Allyn | Connex VSM 6500 Series | 6000 Series | 100077803916 | Y013060 | Mini-USB to USB
YSC | 202 | WP9 TRANSPLANT SURGERY | Mobile | Non-Fixed | YNH-WP9-M08 | YNH-WP9-M08 | 306738 | Monitor MVP | Welch Allyn | Connex VSM 6500 Series | 6000 Series | 100077703916 | Y013057 | Mini-USB to USB
YSC | 203 | WP10 Maternal Special Care Unit | Mobile | Non-Fixed | YNH-WP10-M01 | YNH-WP10-M01 | 306739 | Monitor MVP | Welch Allyn | Connex VSM 6500 Series | 6000 Series | 103000483212 | H53265 | Mini-USB to USB
YSC | 204 | WP10 Maternal Special Care Unit | Mobile | Non-Fixed | YNH-WP10-M02 | YNH-WP10-M02 | 306740 | Monitor MVP | Welch Allyn | Connex VSM 6500 Series | 6000 Series | 103000473212 | H53266 | Mini-USB to USB
YSC | 205 | WP10 OBS/MATERNITY | Mobile | Non-Fixed | YNH-WP10-M03 | YNH-WP10-M03 | 306741 | Monitor MVP
YSC | 206 | WP11 OBS/MATERNITY | Mobile | Non-Fixed | YNH-WP11-M01 | YNH-WP11-M01 | 306742 | Monitor MVP
YSC | 207 | WP11 OBS/MATERNITY | Mobile | Non-Fixed | YNH-WP11-M02 | YNH-WP11-M02 | 306743 | Monitor MVP
YSC | 208 | WP11 OBS/MATERNITY | Mobile | Non-Fixed | YNH-WP11-M03 | YNH-WP11-M03 | 306744 | Monitor MVP
YSC | 209 | WP11 OBS/MATERNITY | Mobile | Non-Fixed | YNH-WP11-M04 | YNH-WP11-M04 | 306745 | Monitor MVP
YSC | 210 | YNH YPH LIBERTY VILLAGE 2 | Mobile | Non-Fixed | YNH-YPH LV2-M01 | YNH-YPH LV2-M01 | 306746 | Monitor MVP
YSC | 211 | YNH YPH LIBERTY VILLAGE 2 | Mobile | Non-Fixed | YNH-YPH LV2-M02 | YNH-YPH LV2-M02 | 305729 | Monitor MVP
YSC | 212 | YNH YPH WASHINGTON SQUARE 2 | Mobile | Non-Fixed | YNH-YPH WS2-M01 | YNH-YPH WS2-M01 | 306747 | Monitor MVP
YSC | 213 | YNH YPH WASHINGTON SQUARE 2 | Mobile | Non-Fixed | YNH-YPH WS2-M02 | YNH-YPH WS2-M02 | 306748 | Monitor MVP
YSC | 214 | YNH YPH WASHINGTON SQUARE 3 | Mobile | Non-Fixed | YNH-YPH WS3-M01 | YNH-YPH WS3-M01 | 306749 | Monitor MVP
YSC | 215 | YNH YPH WASHINGTON SQUARE 3 | Mobile | Non-Fixed | YNH-YPH WS3-M02 | YNH-YPH WS3-M02 | 306750 | Monitor MVP
YSC | 216 | YNH YPH OBSERVATION | Mobile | Non-Fixed | YNH-YPH OBS-M01 | YNH-YPH OBS-M01 | 306751 | Monitor MVP
YSC | 217 | YNH YPH LIBERTY VILLAGE 2 | Mobile | Non-Fixed | YNH-LV2-M01 | YNH-LV2-M01 |  | Monitor MVP | Welch Allyn | Connex VSM 6500 Series | 6000 Series | 100055773616 | Y013024 | Mini-USB to USB
YSC | 218 | YNH YPH LIBERTY VILLAGE 2 | Mobile | Non-Fixed | YNH-LV2-M02 | YNH-LV2-M02 |  | Monitor MVP | Welch Allyn | Dinamap ProCare 300 | Dinamap | AAW05260056SA | 12299 | B1-CAN
YSC | 219 | YNH YPH WASHINGTON SQUARE 2 | Mobile | Non-Fixed | YNH-WS2-M01 | YNH-WS2-M01 |  | Monitor MVP | Welch Allyn | Connex VSM 6500 Series | 6000 Series | 100077813916 | Y013054 | Mini-USB to USB
YSC | 220 | YNH YPH WASHINGTON SQUARE 2 | Mobile | Non-Fixed | YNH-WS2-M02 | YNH-WS2-M02 |  | Monitor MVP | Welch Allyn | Connex VSM 6500 Series | 6000 Series | 100077913916 | Y013056 | Mini-USB to USB
YSC | 221 | YNH YPH WASHINGTON SQUARE 3 | Mobile | Non-Fixed | YNH-WS3-M01 | YNH-WS3-M01 |  | Monitor MVP | Welch Allyn | Connex VSM 6500 Series | 6000 Series | 100055823616 | Y013023 | Mini-USB to USB
YSC | 222 | YNH YPH WASHINGTON SQUARE 3 | Mobile | Non-Fixed | YNH-WS3-M02 | YNH-WS3-M02 |  | Monitor MVP | Welch Allyn | VSM 300 Series | 300 Series | JA014903 | H39249 | CBCC391724
YSC | 223 | Clinical Engineering | Mobile | Non-Fixed | YNH-MVP LOANER-M01 | YNH-MVP LOANER-M01 | 304832 | Monitor MVP | Welch Allyn | Connex VSM 6500 Series | 6000 Series | 103002410914 | H57994 | Mini-USB to USB
YSC | 224 | Clinical Engineering | Mobile | Non-Fixed | YNH-MVP LOANER-M02 | YNH-MVP LOANER-M02 | 304833 | Monitor MVP | Welch Allyn | VSM 300 Series | 300 Series | JA023637 | H39223 | CBCC391724
YSC | 225 | Clinical Engineering | Mobile | Non-Fixed | YNH-MVP LOANER-M03 | YNH-MVP LOANER-M03 | 304007 | Monitor MVP | Welch Allyn | VSM 300 Series | 300 Series | JA026821 | H39225 | CBCC391724
YSC | 226 | Clinical Engineering | Mobile | Non-Fixed | YNH-MVP LOANER-M04 | YNH-MVP LOANER-M04 |  | Monitor MVP | Welch Allyn | Connex VSM 6500 Series | 6000 Series | 103003290114 | H56950 | Mini-USB to USB
YSC | 227 | Clinical Engineering | Mobile | Non-Fixed | YNH-MVP LOANER-M05 | YNH-MVP LOANER-M05 |  | Monitor MVP | Welch Allyn | Connex VSM 6500 Series | 6000 Series | 103003280114 | H56949 | Mini-USB to USB
LMH | 1 |  | Mobile | Non-Fixed | LMH-3.6 CDU-M01 | LMH-3.6 CDU-M01 | 305661 | Monitor MVP | Capsule | Neuron 2 | Vitals Plus | SA16525915 | 24735 | Vitals Plus
LMH | 2 |  | Mobile | Non-Fixed | LMH-3.6 CDU-M02 | LMH-3.6 CDU-M02 | 305662 | Monitor MVP | Capsule | Neuron 2 | Vitals Plus | SA16525945 | 24738 | Vitals Plus
LMH | 3 |  | Mobile | Non-Fixed | LMH-4.1 NEURO-M01 | LMH-4.1 NEURO-M01 | 305695 | Monitor MVP | Capsule | Neuron 2 | Vitals Plus | SA15C25196 | 24627 | Vitals Plus
LMH | 4 |  | Mobile | Non-Fixed | LMH-4.1 NEURO-M02 | LMH-4.1 NEURO-M02 | 305696 | Monitor MVP | Capsule | Neuron 2 | Vitals Plus | SA16307511 | 25043 | Vitals Plus
LMH | 5 |  | Mobile | Non-Fixed | LMH-4.1 NEURO-M03 | LMH-4.1 NEURO-M03 | 305697 | Monitor MVP | Capsule | Neuron 2 | Vitals Plus | SA16307474 | 25042 | Vitals Plus
LMH | 6 |  | Mobile | Non-Fixed | LMH-4.1 NEURO-M04 | LMH-4.1 NEURO-M04 | 305698 | Monitor MVP | Capsule | Neuron 2 | Vitals Plus | SA16307552 | 25041 | Vitals Plus
LMH | 7 | LMH 4.2 ORTHOPEDICS | Mobile | Non-Fixed | LMH-4.2 ORTHO-M01 | LMH-4.2 ORTHO-M01 | 305684 | Monitor MVP | Capsule | Neuron 2 | Vitals Plus | SA16109055 | 24631 | Vitals Plus
LMH | 8 | LMH 4.2 ORTHOPEDICS | Mobile | Non-Fixed | LMH-4.2 ORTHO-M02 | LMH-4.2 ORTHO-M02 | 305685 | Monitor MVP | Capsule | Neuron 2 | Vitals Plus | SA16525932 | 24741 | Vitals Plus
LMH | 9 | LMH 4.2 ORTHOPEDICS | Mobile | Non-Fixed | LMH-4.2 ORTHO-M03 | LMH-4.2 ORTHO-M03 | 305686 | Monitor MVP | Capsule | Neuron 2 | Vitals Plus | SA16109058 | 24630 | Vitals Plus
LMH | 10 | LMH 4.2 ORTHOPEDICS | Mobile | Non-Fixed | LMH-4.2 ORTHO-M04 | LMH-4.2 ORTHO-M04 | 305687 | Monitor MVP | Capsule | Neuron 2 | Vitals Plus | SA16100569 | 24629 | Vitals Plus
LMH | 11 | LMH 4.2 ORTHOPEDICS | Mobile | Non-Fixed | LMH-4.2 ORTHO-M05 | LMH-4.2 ORTHO-M05 | 305688 | Monitor MVP | Capsule | Neuron 2 | Vitals Plus | SA15C18693 | 24618 | Vitals Plus
LMH | 12 | LMH 4.4 MATERNITY | Mobile | Non-Fixed | LMH-4.4 MATERNITY-M01 | LMH-4.4 MATERNITY-M01 | 305672 | Monitor MVP | Capsule | Neuron 2 | Vitals Plus | SA16100566 | 24623 | Vitals Plus
LMH | 13 | LMH 4.4 MATERNITY | Mobile | Non-Fixed | LMH-4.4 MATERNITY-M02 | LMH-4.4 MATERNITY-M02 | 305673 | Monitor MVP | Capsule | Neuron 2 | Vitals Plus | SA16525927 | 24739 | Vitals Plus
LMH | 14 | LMH 4.4 MATERNITY | Mobile | Non-Fixed | LMH-4.4 MATERNITY-M03 | LMH-4.4 MATERNITY-M03 | 305674 | Monitor MVP | Capsule | Neuron 2 | Vitals Plus | SA16524742 | 24733 | Vitals Plus
LMH | 15 | LMH 4.4 MATERNITY | Mobile | Non-Fixed | LMH-4.4 MATERNITY-M04 | LMH-4.4 MATERNITY-M04 | 305675 | Monitor MVP | Capsule | Neuron 2 | Vitals Plus | SA15C18695 | 24621 | Vitals Plus
LMH | 16 |  | Mobile | Non-Fixed | LMH-4.9 POND-M01 | LMH-4.9 POND-M01 | 305689 | Monitor MVP | Capsule | Neuron 2 | Vitals Plus | SA16100511 | 24612 | Vitals Plus
LMH | 17 | LMH 5.1 REHAB | Mobile | Non-Fixed | LMH-5.1 REHAB-M01 | LMH-5.1 REHAB-M01 | 305670 | Monitor MVP | Capsule | Neuron 2 | Vitals Plus | SA16524719 | 24732 | Vitals Plus
LMH | 18 | LMH 5.1 REHAB | Mobile | Non-Fixed | LMH-5.1 REHAB-M02 | LMH-5.1 REHAB-M02 | 305671 | Monitor MVP | Capsule | Neuron 2 | Vitals Plus | SA16100572 | 24622 | Vitals Plus
LMH | 19 | LMH 5.2 RESPIRATORY | Mobile | Non-Fixed | LMH-5.2 RESP/RENAL-M01 | LMH-5.2 RESP/RENAL-M01 | 305676 | Monitor MVP | Capsule | Neuron 2 | Vitals Plus | SA15C25187 | 24624 | Vitals Plus
LMH | 20 | LMH 5.2 RESPIRATORY | Mobile | Non-Fixed | LMH-5.2 RESP/RENAL-M02 | LMH-5.2 RESP/RENAL-M02 | 305677 | Monitor MVP | Capsule | Neuron 2 | Vitals Plus | SA16109078 | 24614 | Vitals Plus
LMH | 21 | LMH 5.2 RESPIRATORY | Mobile | Non-Fixed | LMH-5.2 RESP/RENAL-M03 | LMH-5.2 RESP/RENAL-M03 | 305678 | Monitor MVP | Capsule | Neuron 2 | Vitals Plus | SA16108932 | 24616 | Vitals Plus
LMH | 22 | LMH 5.2 RESPIRATORY | Mobile | Non-Fixed | LMH-5.2 RESP/RENAL-M04 | LMH-5.2 RESP/RENAL-M04 | 305679 | Monitor MVP | Capsule | Neuron 2 | Vitals Plus | SA16100506 | 24617 | Vitals Plus
LMH | 23 | LMH 5.2 RESPIRATORY | Mobile | Non-Fixed | LMH-5.2 RESP/RENAL-M05 | LMH-5.2 RESP/RENAL-M05 | 305680 | Monitor MVP | Capsule | Neuron 2 | Vitals Plus | SA15C18714 | 24620 | Vitals Plus
LMH | 24 | LMH 5.4 CARDIOLOGY | Mobile | Non-Fixed | LMH-5.4 CARDIOLOGY-M01 | LMH-5.4 CARDIOLOGY-M01 | 305681 | Monitor MVP | Capsule | Neuron 2 | Vitals Plus | SA16304278 | 24667 | Vitals Plus
LMH | 25 | LMH 5.4 CARDIOLOGY | Mobile | Non-Fixed | LMH-5.4 CARDIOLOGY-M02 | LMH-5.4 CARDIOLOGY-M02 | 305682 | Monitor MVP | Capsule | Neuron 2 | Vitals Plus | SA16100471 | 24628 | Vitals Plus
LMH | 26 | LMH 5.4 CARDIOLOGY | Mobile | Non-Fixed | LMH-5.4 CARDIOLOGY-M03 | LMH-5.4 CARDIOLOGY-M03 | 305683 | Monitor MVP | Capsule | Neuron 2 | Vitals Plus | SA15C25198 | 24625 | Vitals Plus
LMH | 27 | LMH 5.4 CARDIOLOGY | Mobile | Non-Fixed | LMH-5.4 CARDIOLOGY-M04 | LMH-5.4 CARDIOLOGY-M04 | 305700 | Monitor MVP | Capsule | Neuron 2 | Vitals Plus | SA15C19027 | 25044 | Vitals Plus
LMH | 28 | LMH 6.2 GENERAL MED SURG | Mobile | Non-Fixed | LMH-6.2 MED/SURG-M01 | LMH-6.2 MED/SURG-M01 | 305690 | Monitor MVP | Capsule | Neuron 2 | Vitals Plus | SA15C18883 | 24619 | Vitals Plus
LMH | 29 | LMH 6.2 GENERAL MED SURG | Mobile | Non-Fixed | LMH-6.2 MED/SURG-M02 | LMH-6.2 MED/SURG-M02 | 305691 | Monitor MVP | Capsule | Neuron 2 | Vitals Plus | SA16109025 | 24632 | Vitals Plus
LMH | 30 | LMH 6.2 GENERAL MED SURG | Mobile | Non-Fixed | LMH-6.2 MED/SURG-M03 | LMH-6.2 MED/SURG-M03 | 305692 | Monitor MVP | Capsule | Neuron 2 | Vitals Plus | SA16109084 | 24615 | Vitals Plus
LMH | 31 | LMH 6.2 GENERAL MED SURG | Mobile | Non-Fixed | LMH-6.2 MED/SURG-M04 | LMH-6.2 MED/SURG-M04 | 305693 | Monitor MVP | Capsule | Neuron 2 | Vitals Plus | SA16109044 | 24633 | Vitals Plus
LMH | 32 | LMH 6.2 GENERAL MED SURG | Mobile | Non-Fixed | LMH-6.2 MED/SURG-M05 | LMH-6.2 MED/SURG-M05 | 305694 | Monitor MVP | Capsule | Neuron 2 | Vitals Plus | SA15C25167 | 24626 | Vitals Plus
LMH | 33 | LMH Clinical Engineering | Mobile | Non-Fixed | LMH-CE LOANER-M01 | LMH-CE LOANER-M01 | 305701 | Monitor MVP | Capsule | Neuron 2 | Vitals Plus | SA15C30302 | 25045 | Vitals Plus
LMH | 34 | LMH Clinical Engineering | Mobile | Non-Fixed | LMH-CE LOANER-M02 | LMH-CE LOANER-M02 | 305702 | Monitor MVP | Capsule | Neuron 2 | Vitals Plus | SA16307571 | 25039 | Vitals Plus
LMH | 35 | LMH EMERGENCY DEPARTMENT | Mobile | Non-Fixed | LMH-EMERGENCY-M01 | LMH-EMERGENCY-M01 | 305663 | Monitor MVP | Capsule | Neuron 2 | Vitals Plus | SA16304306 | 24668 | Vitals Plus
LMH | 36 | LMH EMERGENCY DEPARTMENT | Mobile | Non-Fixed | LMH-EMERGENCY-M02 | LMH-EMERGENCY-M02 | 305664 | Monitor MVP | Capsule | Neuron 2 | Vitals Plus | SA16524718 | 24731 | Vitals Plus
LMH | 37 | LMH EMERGENCY DEPARTMENT | Mobile | Non-Fixed | LMH-EMERGENCY-M03 | LMH-EMERGENCY-M03 | 305665 | Monitor MVP | Capsule | Neuron 2 | Vitals Plus | SA16304256 | 24666 | Vitals Plus
LMH | 38 | LMH EMERGENCY DEPARTMENT | Mobile | Non-Fixed | LMH-EMERGENCY-M04 | LMH-EMERGENCY-M04 | 305666 | Monitor MVP | Capsule | Neuron 2 | Vitals Plus | SA16525877 | 24743 | Vitals Plus
LMH | 39 | LMH EMERGENCY DEPARTMENT | Mobile | Non-Fixed | LMH-EMERGENCY-M05 | LMH-EMERGENCY-M05 | 305667 | Monitor MVP | Capsule | Neuron 2 | Vitals Plus | SA16525911 | 24742 | Vitals Plus
LMH | 40 | LMH EMERGENCY DEPARTMENT | Mobile | Non-Fixed | LMH-EMERGENCY-M06 | LMH-EMERGENCY-M06 | 305668 | Monitor MVP | Capsule | Neuron 2 | Vitals Plus | SA16109064 | 24613 | Vitals Plus
LMH | 41 | LMH EMERGENCY DEPARTMENT | Mobile | Non-Fixed | LMH-EMERGENCY-M07 | LMH-EMERGENCY-M07 | 305669 | Monitor MVP | Capsule | Neuron 2 | Vitals Plus | SA15C23847 | 24469 | Vitals Plus
LMH | 42 |  | Mobile | Non-Fixed | LMH-HEMO-M01 | LMH-HEMO-M01 | 305699 | Monitor MVP | Capsule | Neuron 2 | Vitals Plus | SA16307517 | 25040 | Vitals Plus
WH | 1 | WH EMERGENCY DEPARTMENT | Mobile | Non-Fixed | WH-EMERGENCY-M01 | WH-EMERGENCY-M01 | 305715 | Monitor MVP | Capsule | Neuron 2 | Vitals Plus | SA16304296 | 24670W | Vitals Plus
WH | 2 | WH EMERGENCY DEPARTMENT | Mobile | Non-Fixed | WH-EMERGENCY-M02 | WH-EMERGENCY-M02 | 305716 | Monitor MVP | Capsule | Neuron 2 | Vitals Plus | SA16317301 | 24663W | Vitals Plus
WH | 3 | WH EMERGENCY DEPARTMENT | Mobile | Non-Fixed | WH-EMERGENCY-M03 | WH-EMERGENCY-M03 | 305717 | Monitor MVP | Capsule | Neuron 2 | Vitals Plus | SA16304277 | 24664W | Vitals Plus
WH | 4 | WH EMERGENCY DEPARTMENT | Mobile | Non-Fixed | WH-EMERGENCY-M04 | WH-EMERGENCY-M04 | 305718 | Monitor MVP | Capsule | Neuron 2 | Vitals Plus | SA16304299 | 24671W | Vitals Plus
WH | 5 | WH EMERGENCY DEPARTMENT | Mobile | Non-Fixed | WH-EMERGENCY-M05 | WH-EMERGENCY-M05 | 305719 | Monitor MVP | Capsule | Neuron 2 | Vitals Plus | SA15C10891 | 24480W | Vitals Plus
WH | 6 | WH EMERGENCY DEPARTMENT | Mobile | Non-Fixed | WH-EMERGENCY-M06 | WH-EMERGENCY-M06 | 305720 | Monitor MVP | Capsule | Neuron 2 | Vitals Plus | SA16525963 | 24737W | Vitals Plus
WH | 7 | WH INTENSIVE CARE | Mobile | Non-Fixed | WH-ICU-M01 | WH-ICU-M01 | 305713 | Monitor MVP | Capsule | Neuron 2 | Vitals Plus | SA16524817 | 24734W | Vitals Plus
WH | 8 | WH INTENSIVE CARE | Mobile | Non-Fixed | WH-ICU-M02 | WH-ICU-M02 | 305714 | Monitor MVP | Capsule | Neuron 2 | Vitals Plus | SA16524701 | 24728W | Vitals Plus
WH | 9 | WH MED SURG 2 | Mobile | Non-Fixed | WH-MCU 2-M01 | WH-MCU 2-M01 | 305703 | Monitor MVP | Capsule | Neuron 2 | Vitals Plus | SA16304140 | 24672W | Vitals Plus
WH | 10 | WH MED SURG 2 | Mobile | Non-Fixed | WH-MCU 2-M02 | WH-MCU 2-M02 | 305704 | Monitor MVP | Capsule | Neuron 2 | Vitals Plus | SA16304253 | 24669W | Vitals Plus
WH | 11 | WH MED SURG 2 | Mobile | Non-Fixed | WH-MCU 2-M03 | WH-MCU 2-M03 | 305705 | Monitor MVP | Capsule | Neuron 2 | Vitals Plus | SA16304261 | 24665 | Vitals Plus
WH | 12 | WH MED SURG 2 | Mobile | Non-Fixed | WH-MCU 2-M04 | WH-MCU 2-M04 | 305706 | Monitor MVP | Capsule | Neuron 2 | Vitals Plus | SA16304283 | 24674W | Vitals Plus
WH | 13 | WH MED SURG 2 | Mobile | Non-Fixed | WH-MCU 2-M05 | WH-MCU 2-M05 | 305707 | Monitor MVP | Capsule | Neuron 2 | Vitals Plus | SA16304334 | 24675W | Vitals Plus
WH | 14 | WH MED SURG 2 | Mobile | Non-Fixed | WH-MCU 2-M06 | WH-MCU 2-M06 | 305708 | Monitor MVP | Capsule | Neuron 2 | Vitals Plus | SA16525969 | 24744W | Vitals Plus
WH | 15 | WH MED SURG 3 | Mobile | Non-Fixed | WH-SCU 3-M01 | WH-SCU 3-M01 | 305709 | Monitor MVP | Capsule | Neuron 2 | Vitals Plus | SA16524664 | 24730W | Vitals Plus
WH | 16 | WH MED SURG 3 | Mobile | Non-Fixed | WH-SCU 3-M02 | WH-SCU 3-M02 | 305710 | Monitor MVP | Capsule | Neuron 2 | Vitals Plus | SA16524717 | 24729W | Vitals Plus
WH | 17 | WH MED SURG 3 | Mobile | Non-Fixed | WH-SCU 3-M03 | WH-SCU 3-M03 | 305711 | Monitor MVP | Capsule | Neuron 2 | Vitals Plus | SA16524700 | 24727W | Vitals Plus
WH | 18 | WH MED SURG 3 | Mobile | Non-Fixed | WH-SCU 3-M04 | WH-SCU 3-M04 | 305712 | Monitor MVP | Capsule | Neuron 2 | Vitals Plus | SA16525950 | 24740W | Vitals Plus

## Removed Devices
Physiological Monitors
Hosp | # | Epic Departments | Dept Grouper ID | Facility Room # | EPIC Bed # / Name | Central Monitor Bed Label | Fixed/Non Fixed | EPIC Device Name | DIM | DEV | Manuf. | Model / Type | EPIC Device Type | Host Name | IP Address | Description | Firmware Version | Serial # | Asset # | Device serial cable part#
GH | 1 | GH EMERGENCY DEPARTMENT |  | Fast Track A | FTA1 | ED¦FT-A | Fixed | GH-FT-Solar01 | GH00000034 | 304160 | GE |  | Monitor Emergency Department | N/A | [5 empty] | GE Server
GH | 2 | GH EMERGENCY DEPARTMENT |  | Fast Track B | FTB1 | ED¦FT-B | Fixed | GH-FT-Solar02 | GH00000035 | 304149 | GE |  | Monitor Emergency Department | N/A | [5 empty] | GE Server
GH | 3 | GH EMERGENCY DEPARTMENT |  | Fast Track C | FTC1 | ED¦FT-C | Fixed | GH-FT-Solar03 | GH00000036 | 304150 | GE |  | Monitor Emergency Department | N/A | [5 empty] | GE Server
GH | 4 | GH EMERGENCY DEPARTMENT |  | Fast Track D | FTD1 | ED¦FT-D | Fixed | GH-FT-Solar06 | GH00000182 | 306652 | GE |  | Monitor Emergency Department | N/A | [5 empty] | GE Server
GH | 5 | GH EMERGENCY DEPARTMENT |  | Fast Track E | FTE1 | ED¦FT-E | Fixed | GH-FT-Solar04 | GH00000037 | 304161 | GE |  | Monitor Emergency Department | N/A | [5 empty] | GE Server
GH | 6 | GH EMERGENCY DEPARTMENT |  | Fast Track F | FTF1 | ED¦FT-F | Fixed | GH-FT-Solar05 | GH00000038 | 304162 | GE |  | Monitor Emergency Department | N/A | [5 empty] | GE Server
GH | 7 | GH EMERGENCY DEPARTMENT |  | Room 1A | 01A | ED¦1A | Fixed | GH-ED-Solar01A | GH00000040 | 304152 | GE |  | Monitor Emergency Department | N/A | [5 empty] | GE Server
GH | 8 | GH EMERGENCY DEPARTMENT |  | Room 1B | 01B | ED¦1B | Fixed | GH-ED-Solar01B | GH00000041 | 304153 | GE |  | Monitor Emergency Department | N/A | [5 empty] | GE Server
GH | 9 | GH EMERGENCY DEPARTMENT |  | Room 2A | 02A | ED¦2A | Fixed | GH-ED-Solar02A | GH00000042 | 304154 | GE |  | Monitor Emergency Department | N/A | [5 empty] | GE Server
GH | 10 | GH EMERGENCY DEPARTMENT |  | Room 2B | 02B | ED¦2B | Fixed | GH-ED-Solar02B | GH00000043 | 304155 | GE |  | Monitor Emergency Department | N/A | [5 empty] | GE Server
GH | 11 | GH EMERGENCY DEPARTMENT |  | Room 3 | 03A | ED¦3 | Fixed | GH-ED-Solar03 | GH00000044 | 304163 | GE |  | Monitor Emergency Department | N/A | [5 empty] | GE Server
GH | 12 | GH EMERGENCY DEPARTMENT |  | Room 4 | 04A | ED¦4 | Fixed | GH-ED-Solar04 | GH00000045 | 304156 | GE |  | Monitor Emergency Department | N/A | [5 empty] | GE Server
GH | 13 | GH EMERGENCY DEPARTMENT |  | Room 5 | 05A | ED¦5 | Fixed | GH-ED-Solar05 | GH00000046 | 304157 | GE |  | Monitor Emergency Department | N/A | [5 empty] | GE Server
GH | 14 | GH EMERGENCY DEPARTMENT |  | Room 6 | 06A | ED¦6 | Fixed | GH-ED-Solar06 | GH00000047 | 304164 | GE |  | Monitor Emergency Department | N/A | [5 empty] | GE Server
GH | 15 | GH EMERGENCY DEPARTMENT |  | Room 7 | 07A | ED¦7 | Fixed | GH-ED-Solar07 | GH00000048 | 304158 | GE |  | Monitor Emergency Department | N/A | [5 empty] | GE Server
GH | 16 | GH EMERGENCY DEPARTMENT |  | Room 8 | 08A | ED¦8 | Fixed | GH-ED-Solar08 | GH00000049 | 304159 | GE |  | Monitor Emergency Department | N/A | [5 empty] | GE Server
GH | 17 | GH EMERGENCY DEPARTMENT |  | Room 9A | 09A | ED¦9A | Fixed | GH-ED-Solar09A | GH00000050 | 304165 | GE |  | Monitor Emergency Department | N/A | [5 empty] | GE Server
GH | 18 | GH EMERGENCY DEPARTMENT |  | Room 9B | 09B | ED¦9B | Fixed | GH-ED-Solar09B | GH00000051 | 304166 | GE |  | Monitor Emergency Department | N/A | [5 empty] | GE Server
GH | 19 | GH EMERGENCY DEPARTMENT |  | Room 10 | 10A | ED¦10 | Fixed | GH-ED-Solar10 | GH00000039 | 304151 | GE |  | Monitor Emergency Department | N/A | [5 empty] | GE Server
MVP
Hosp | # | Epic Departments | Room # | Fixed/Non Fixed | EPIC Device Name | DIM | DEV | EPIC Device Type | Manuf. | Model / Type | Description | Serial # | Control # | Device serial cable part#
BH | 26 | RICHARDSON 7 | Mobile | Non-Fixed | BH-RICH7-M01 | BH-RICH7-M01 | 309147 | Monitor MVP
BH | 27 | RICHARDSON 7 | Mobile | Non-Fixed | BH-RICH7-M02 | BH-RICH7-M02 | 309148 | Monitor MVP
BH | 28 | RICHARDSON 7 | Mobile | Non-Fixed | BH-RICH7-M03 | BH-RICH7-M03 | 309149 | Monitor MVP
BH | 29 | RICHARDSON 7 | Mobile | Non-Fixed | BH-RICH7-M04 | BH-RICH7-M04 | 309150 | Monitor MVP
BH | 30 | RICHARDSON 7 | Mobile | Non-Fixed | BH-RICH7-M05 | BH-RICH7-M05 | 309151 | Monitor MVP
BH | 31 | RICHARDSON 7 | Mobile | Non-Fixed | BH-RICH7-M06 | BH-RICH7-M06 | 309152 | Monitor MVP
BH | 60 | RICHARDSON 9 | Mobile | Non-Fixed | BH-RICH9-M01 | BH-RICH9-M01 | 309168 | Monitor MVP
BH | 61 | RICHARDSON 9 | Mobile | Non-Fixed | BH-RICH9-M02 | BH-RICH9-M02 | 309169 | Monitor MVP
BH | 62 | RICHARDSON 9 | Mobile | Non-Fixed | BH-RICH9-M03 | BH-RICH9-M03 | 309170 | Monitor MVP
BH | 63 | RICHARDSON 9 | Mobile | Non-Fixed | BH-RICH9-M04 | BH-RICH9-M04 | 309171 | Monitor MVP
BH | 64 | RICHARDSON 9 | Mobile | Non-Fixed | BH-RICH9-M05 | BH-RICH9-M05 | 309172 | Monitor MVP
BH | 65 | RICHARDSON 9 | Mobile | Non-Fixed | BH-RICH9-M06 | BH-RICH9-M06 | 309173 | Monitor MVP
BH | 66 | RICHARDSON 9 | Mobile | Non-Fixed | BH-RICH9-M07 | BH-RICH9-M07 | 309174 | Monitor MVP
BH | 67 | RICHARDSON 9 | Mobile | Non-Fixed | BH-RICH9-M08 | BH-RICH9-M08 | 309175 | Monitor MVP
BH | 68 | RICHARDSON 9 | Mobile | Non-Fixed | BH-RICH9-M09 | BH-RICH9-M09 | 304041 | Monitor MVP

## Devices Being Added
Anesthesia
Hosp. | # | Epic Departments | Room | Facility Room # | EPIC Bed # / Location Name | Fixed/ Non Fixed | Neuron Mounted | EPIC Device Name | DIM | Dev. | Manuf. | Model / Type | EPIC Device Type | Host Name | Firmware Version | Serial # | Asset # | Device Serial Cable Part # | Notes
BH |  | BH AMBULATORY SURGERY OR PARK AVENUE |  |  | N/A | Non-Fixed |  | BH-ANE-V39 | BH00000346 |  | N. American Drager | APOLLO | Vent Drager Apollo | BANESTHESIAM039 |  |  |  | B1-CFD
BH |  | BH AMBULATORY SURGERY OR PARK AVENUE |  |  | N/A | Non-Fixed |  | BH-ANE-M39 | BH00000347 |  | GE Healthcare | CARESCAPE B650 | Monitor GE Carescape | BANESTHESIAM039 |  |  |  | USB + B1-CAB
SRC |  | SRC ANESTHESIA |  |  | N/A | Non Fixed |  | SRC-ANE-V41 | SRC0000340 |  | Datex Ohmeda | Carestation 650 | Vent Datex Carestation | RANESTHESIAM041 |  |  |  | B1-CFU
SRC |  | SRC ANESTHESIA |  |  | N/A | Non Fixed |  | SRC-ANE-M41 | SRC0000339 |  | Philips Medical | Intellivue MP30 | Monitor Philips Intellivue | RANESTHESIAM041 |  |  |  | B1-CFW
YSC |  | YNH SPOR | NPOR 09 | NP3-214 | N/A | Non-Fixed |  | YNH-ANE-M88 | YNH0001007 | 305749 | Datex-Ohmeda | S/5 Anesthesia Monitor | Monitor Datex S/5 | YTRL0302MRIOANA |  |  |  | B1-CFT
YSC |  | YNH SPOR | NPOR 10 | NP3-216 | N/A | Non-Fixed |  | YNH-ANE-M89 | YNH0001008 | 305750 | Datex-Ohmeda | S/5 Anesthesia Monitor | Monitor Datex S/5 | YTRL0303MRIOANA |  |  |  | B1-CFT
Respiratory
Hosp. | # | Epic Departments | Fixed/ Non Fixed | EPIC Device Name | DIM | Dev. | EPIC Device Type |  | Firmware Version | Serial # | Asset # | Device Serial Cable Part # | Notes
MVP
Hosp. | # | Epic Departments | Room # | Fixed/Non Fixed | EPIC Device Name | DIM | Dev. | EPIC Device Type | Manuf. | Model / Type | Description | Serial # | Control # | Device serial cable part#
Physiological Monitors
Hosp. | # | Epic Departments | Dept Grouper | Facility Room # | EPIC Bed # / Location Name | Philips Central Monitor Bed Label | Fixed/ Non Fixed | EPIC Device Name | DIM | Dev. | Manuf. | Model / Type | EPIC Device Type | Host Name | IP Address | Description | Firmware Version | Serial Number | Asset number | Device serial cable part#
SRC |  | SRC SR LOUISE ANTHONY 2 |  | Patient Room | L264-01 | 264 W | Fixed | SRC-SLA2-M264-01 | SRC0000345 |  | Philips Medical | Intellivue MP70 | Monitor Philips IntelliVue | N/A |  | M8007A |  | DE22711759 |  | Philips Server
SRC |  | SRC SR LOUISE ANTHONY 2 |  | Patient Room | L265-01 | SLA2T7 | Fixed | SRC-SLA2-M265-01 | SRC0000347 |  | Philips Medical | Intellivue MP30 Wireless | Monitor Philips IntelliVue | N/A | [5 empty] | Philips Server
SRC |  | SRC SR LOUISE ANTHONY 2 |  | Patient Room | L265-02 | SLA2T8 | Fixed | SRC-SLA2-M265-02 | SRC0000348 |  | Philips Medical | Intellivue MP30 Wireless | Monitor Philips IntelliVue | N/A | [5 empty] | Philips Server
SRC |  | SRC SR LOUISE ANTHONY 2 |  | Patient Room | L266 | SLA2T12 | Fixed | SRC-SLA2-M266 | SRC0000349 |  | Philips Medical | Intellivue MP30 Wireless | Monitor Philips IntelliVue | N/A | [5 empty] | Philips Server
SRC |  | SRC SR LOUISE ANTHONY 2 |  | Patient Room | L267-01 | SLA2T9 | Fixed | SRC-SLA2-M267-01 | SRC0000350 |  | Philips Medical | Intellivue MP30 Wireless | Monitor Philips IntelliVue | N/A | [5 empty] | Philips Server
SRC |  | SRC SR LOUISE ANTHONY 2 |  | Patient Room | L267-02 | SLA2T10 | Fixed | SRC-SLA2-M267-02 | SRC0000351 |  | Philips Medical | Intellivue MP30 Wireless | Monitor Philips IntelliVue | N/A | [5 empty] | Philips Server
SRC |  | SRC SR LOUISE ANTHONY 2 |  | Patient Room | L268-01 | 2SLAT21 | Fixed | SRC-SLA2-M268-01 | SRC0000352 |  | Philips Medical | Intellivue MP30 Wireless | Monitor Philips IntelliVue | N/A | [5 empty] | Philips Server
SRC |  | SRC SR LOUISE ANTHONY 2 |  | Patient Room | L268-02 | 2SLAT22 | Fixed | SRC-SLA2-M268-02 | SRC0000353 |  | Philips Medical | Intellivue MP30 Wireless | Monitor Philips IntelliVue | N/A | [5 empty] | Philips Server
SRC |  | SRC SR LOUISE ANTHONY 2 |  | Patient Room | L269 | 2SLAT24 | Fixed | SRC-SLA2-M269 | SRC0000354 |  | Philips Medical | Intellivue MP30 Wireless | Monitor Philips IntelliVue | N/A | [5 empty] | Philips Server
SRC |  | SRC SR LOUISE ANTHONY 2 |  | Patient Room | L270-01 | 2SLAT19 | Fixed | SRC-SLA2-M270-01 | SRC0000355 |  | Philips Medical | Intellivue MP30 Wireless | Monitor Philips IntelliVue | N/A | [5 empty] | Philips Server
SRC |  | SRC SR LOUISE ANTHONY 2 |  | Patient Room | L270-02 | 2SLAT20 | Fixed | SRC-SLA2-M270-02 | SRC0000356 |  | Philips Medical | Intellivue MP30 Wireless | Monitor Philips IntelliVue | N/A | [5 empty] | Philips Server
SRC |  | SRC SR LOUISE ANTHONY 2 |  | Patient Room | L271-01 | 2SLAT17 | Fixed | SRC-SLA2-M271-01 | SRC0000357 |  | Philips Medical | Intellivue MP30 Wireless | Monitor Philips IntelliVue | N/A | [5 empty] | Philips Server
SRC |  | SRC SR LOUISE ANTHONY 2 |  | Patient Room | L271-02 | 2SLAT18 | Fixed | SRC-SLA2-M271-02 | SRC0000358 |  | Philips Medical | Intellivue MP30 Wireless | Monitor Philips IntelliVue | N/A | [5 empty] | Philips Server
SRC |  | SRC SR LOUISE ANTHONY 2 |  | Patient Room | L272-01 | 2SLAT15 | Fixed | SRC-SLA2-M272-01 | SRC0000359 |  | Philips Medical | Intellivue MP30 Wireless | Monitor Philips IntelliVue | N/A | [5 empty] | Philips Server
SRC |  | SRC SR LOUISE ANTHONY 2 |  | Patient Room | L272-02 | 2SLAT16 | Fixed | SRC-SLA2-M272-02 | SRC0000360 |  | Philips Medical | Intellivue MP30 Wireless | Monitor Philips IntelliVue | N/A | [5 empty] | Philips Server
SRC |  | SRC SR LOUISE ANTHONY 2 |  | Patient Room | L274 | 2SLAT23 | Fixed | SRC-SLA2-M274 | SRC0000361 |  | Philips Medical | Intellivue MP30 Wireless | Monitor Philips IntelliVue | N/A | [5 empty] | Philips Server
BH |  | BH RICHARDSON 10 |  | MOBILE | N/A | N/A | Non-Fixed | BH-RICH10-M08 | BH00000292 | 306884 | GE | DASH | Monitor GE Dash | N/A | [5 empty] | B1-CAQ
YNH | [6 empty] | Non-Fixed | YNH-IABP-01 | YNH0001005 |  | Maquet | Cardiosave | IABP Maquet Cardiosave | N/A
YNH |  | YNH ANESTHESIA |  |  |  |  | Non-Fixed | YNH-MASIMO-01 | YNH0001006 | 305740 | Masimo | Radical 7 | Monitor Masimo Radical | N/A | [5 empty] | B1-CFB
BH |  | YNHCH BH NEWBORN ICU |  | 6001 | 6001-A |  | Fixed | BH-NBICU-M6001A | BH00000371 | 305741 | Philips Medical |  | Monitor Philips IntelliVue | N/A | [5 empty] | Philips Server
BH |  | YNHCH BH NEWBORN ICU |  | 6001 | 6001-B |  | Fixed | BH-NBICU-M6001B | BH00000372 | 305742 | Philips Medical |  | Monitor Philips IntelliVue | N/A | [5 empty] | Philips Server
BH |  | YNHCH BH NEWBORN ICU |  | 6015 | 6015-A |  | Fixed | BH-NBICU-M6015A | BH00000373 | 305743 | Philips Medical |  | Monitor Philips IntelliVue | N/A | [5 empty] | Philips Server
BH |  | YNHCH BH NEWBORN ICU |  | 6015 | 6015-B |  | Fixed | BH-NBICU-M6015B | BH00000374 | 305744 | Philips Medical |  | Monitor Philips IntelliVue | N/A | [5 empty] | Philips Server
BH |  | YNHCH BH NEWBORN ICU |  | 6016 | 6016-A |  | Fixed | BH-NBICU-M6016A | BH00000375 | 305745 | Philips Medical |  | Monitor Philips IntelliVue | N/A | [5 empty] | Philips Server
BH |  | YNHCH BH NEWBORN ICU |  | 6016 | 6016-B |  | Fixed | BH-NBICU-M6016B | BH00000376 | 305746 | Philips Medical |  | Monitor Philips IntelliVue | N/A | [5 empty] | Philips Server
BH |  | YNHCH BH NEWBORN ICU |  | 6016 | 6016-C |  | Fixed | BH-NBICU-M6016C | BH00000377 | 305747 | Philips Medical |  | Monitor Philips IntelliVue | N/A | [5 empty] | Philips Server
BH |  | YNHCH BH NEWBORN ICU |  | Bay 3-21 | Bay 3-21 |  | Fixed | BH-NBICU-M21 | BH00000378 | 305748 | Philips Medical |  | Monitor Philips IntelliVue | N/A | [5 empty] | Philips Server
YSC |  | YNH DR CT, YNH DR NUCLEAR MEDICINE/PET, YNH DR WP PEDI XRAY, YNH DR XRAY, YNH ECHOCARDIOGRAPHY, YNH HVC PREP HOLD, YNH NUCMED CARDIOLOGY, YNH SMILOW CT, YNH SMILOW XRAY | 304054 | Mobile | N/A | N/A | Non-Fixed | YNH-DR-M07 | YNH0001009 | 305751 | Philips Medical | Intellivue MP30 | Monitor Philips IntelliVue | N/A |  | M8002A |  |  |  | B1-CFW

## Change Notes
Date | Change | Initial
2014-05-06 | Added "Devices Being Added" tab to track devices Dawn is adding | JO
2014-05-07 | Updated NICU expansion monitors with serial # and asset # | JO
2014-06-10 | Updated V60 serial and asset #s for BH and GH | JO
2014-06-10 | Adding MVP monitors on NP11 and NP12 | JO
2014-06-10 | Updating NP11 and NP12 monitors with Serial and Control #s | JO
2014-07-30 | Added YANESTHESIAM081 | JO
2014-07-30 | Adding MVP monitors on NP8 | JO
2014-07-30 | Updating NP11 and NP12 monitors with Serial and Control #s | JO
2014-08-19 | Adding 30 Avea vents | JO
2014-10-09 | Adding Anesthesia Machine, Invivo Monitor, and 2 MP5 monitors for WP2 MRI | JO
2014-10-09 | Adding BH roll stand Carescape B650 monitor for anesthesia | JO
2014-10-24 | Adding DIMs and Dev numbers for the new WP2 MRI and BH anesthesia monitor | JO
2014-11-24 | Added IP address for Physiological Monitors to track GE devices at BH | JO
2014-12-15 | Added new monitor for GH-L&D Recovery | JO
2015-02-15 | Update locations for GH L&D Recovery monitors | JO
2015-02-15 | Added new monitor for GH ED Fast Track D | JO
2015-02-15 | Added 3rd WP2 Pedi MRI Holding monitor | JO
2015-03-11 | Moving L&D Rec monitors to PRD after successful testing | JO
2015-03-11 | GH-FT-Solar06 has been created and tested in TST | JO
2015-03-23 | Adding NP15 devices | HC
2015-04-02 | Adding MVP devices for NP14, NP15, SRC, and half of BH | JO
2015-04-02 | Adding Rich10 Dash monitor | JO
2015-04-14 | Changed SRC0000107 to truama 1 and SRC0000106 to truama 2 | TR
2015-05-19 | Adding the rest of the BH MVP devices | JO
2015-07-01 | Updating the DEV ID#s for MVP devices | JO
2016-01-11 | Moved WP3 Holding monitors to SP3 PACU bays 14 & 15 | JO
2016-02-22 | Adding grouper departments for YSC/SRC Respiratory and BH Radiology | JO
2016-05-17 | Updated epic department for V3N MICU and V3W step down | TR
2016-09-27 | Added new GH ED monitors, removing the old ones | JO
2016-12-06 | Added new WT8 monitors and 2 GH V60s | JO
2016-12-15 | Associated BH-ANE-M35 with BANESTHESIAM035 | JO

## Serial Cables
Anesthesia Vents
Cable/Part # | Device | Notes
B1-CFB | Drager Apollo
Drager Fabius GS (female connector)
Drager Fabius MRI
B1-CFD | Drager Fabius GS (male connector)
Drager Fabius Tiro
Drager Narkomed GS
B1-CFU | GE Aespire
GE Aestiva 3000
GE Aestiva/5
GE Avance
Monitor Network Connections
Cable/Part # | Device | Notes
Carescape Gateway | GE Eagle 3000
GE Eagle 4000
GE Eagle 5000
GE Eagle Series 2
GE Carescape B650
GE Carescape B850
GE Dash 3000
GE Dash 4000
GE Dash 5000
GE Solar 8000
GE Solar 8000I
GE Solar 8000M
Philips Server | Philips MP2
Philips MP5
Philips MP30
Philips MP50
Philips MP70
Philips MX700
Philips MX800
Monitor Serial Connections
Cable/Part # | Device | Notes
B1-CAB | GE Carescape B650/B850 | Needs USB to Serial: ATEN UC-232A USB
B1-CAQ | GE Dash 3000
GE Dash 4000
GE Dash 5000
B1-CFA | Invivo Expressions
Invivo Precess
Medrad Veris 8600
B1-CFB | GE Solar 8000 | Use B1-CFH if it has a male connector
| GE Solar 8000I | Use B1-CFH if it has a male connector
| GE Solar 8000M | Use B1-CFH if it has a male connector
B1-CFD | Datascope Passport
Datascope V
| Solar 9500 | Using B1-CAB at BH
B1-CFT | GE CardioCap 5
| GE S/5 | CBCC342077 (Y-Cable) used for perfusion
B1-CFW | Philips MP30
Philips MP50
Philips MP70
Philips MX700
Philips MX800
B1-CFY | Philips MP5
CBCC346253 | Philips Viridia CMS
MVP Monitors
Cable/Part # | Device | Notes
B1-CAC | Welch Allyn Spot Vital Signs LXi
Welch Allyn Spot Vital Signs 420 Series
B1-CAN | GE Dinamap Pro 100/200/300/400/1000 | May need GE Part #2026273-003 upgrade
| GE Dinamap ProCare 100/200/300/400 | May need GE Part #2026273-006 upgrade
GE Carescape V100
B1-CFA | Datascope Accutorr Plus
B1-CFD | Philips VS3 SureSigns | Needs USB to Serial: 989803159601
CBCC391724 | Welch Allyn VSM 300 Series
?? | Welch Allyn VSM 6000 Series | Mini-USB to USB
Ventilators
Cable/Part # | Device | Notes
B1-CFC | Respironics V60
B1-CFJ | Nelcorr PB 840
B1-CFP | Viasys Avea